## Station_Metadata
GEMS Station Number | Historical GEMS Number | Local Station Number | Country Name | Water Type | Station Identifier | Station Narrative | Water Body Name | Main Basin | Upstream Basin Area | Elevation | Monitoring Type | Date Station Opened | Responsible Collection Agency | Latitude | Longitude | River Width | Discharge | Max. Depth | Lake Area | Lake Volume | Average Retention | Area of Aquifer | Depth of Impermeable Lining | Production Zone | Mean Abstraction Rate | Mean Abstraction Level
ZAF00284 |  | 90205 | South Africa | River station | APIES RIVER - AT RONDAVEL | Water Quality Station A2H061Q01, Dept. of Water and Sanitation (DWS) 2020. WMS site ID 90205 |  | LIMPOPO |  | 1105 | TREND | 1984-07-04 | Department of Water and Sanitation | -25.4596 | 28.2643
ZAF00280 |  | 86712 | South Africa | River station | Adderley 155 - on Diep River | Most downstream site on the Diep River and replaces site G2H014Q01. - Water Quality Station G2H042Q01, Dept. of Water and Sanitation (DWS) 2020. WMS site ID 86712 |  |  |  | 42 | TREND | 2005-06-23 | Department of Water and Sanitation | -33.7227 | 18.6169
ZAF00283 |  | 102914 | South Africa | River station | Assegaai River on R543 Road Bridge to Mahamba Bord | Lowest site on the Assegaai River. - Water Quality Station W5H022, Dept. of Water and Sanitation (DWS) 2020. WMS site ID 102914 |  | MAPUTO |  | 1017 | TREND | 1977-08-16 | Department of Water and Sanitation | -27.0652 | 30.9936
ZAF00186 |  | 90884 | South Africa | River station | At Ballingtomp on Wilge River | Site on the Wilge River upstream of the confluence with the Liebenbergsvlei River. The site has a logger that continuously monitors pH, EC and temperature. - Water Quality Station C8H027Q01, Dept. of Water and Sanitation (DWS) 2020. WMS site ID 90884 |  | ORANGE |  | 1509 | TREND | 1985-03-21 | Department of Water and Sanitation | -27.3 | 28.5869
ZAF00163 |  | 102606 | South Africa | River station | At Bezweni/Island View on Mzimkhulu | Site is upstream of the confluence with the Bisi River. Lowest currently monitored site on the Mzimkulu River. - Water Quality Station T5H007Q01, Dept. of Water and Sanitation (DWS) 2020. WMS site ID 102606 |  |  |  | 734 | TREND | 1971-09-16 | Department of Water and Sanitation | -30.2469 | 29.9303
ZAF00257 |  | 102206 | South Africa | River station | At Brandwacht on Brandwag River | Representative site on the Brandwag River. - Water Quality Station K1H004Q01, Dept. of Water and Sanitation (DWS) 2020. WMS site ID 102206 |  |  |  | 67 | TREND | 1973-08-18 | Department of Water and Sanitation | -34.0319 | 22.0533
ZAF00254 |  | 102148 | South Africa | River station | At Buffelsfontein van Wyksdorp on Groot River | Lowest site on the Groot River before the confluence with the Gouritz River. - Water Quality Station J1H019Q01, Dept. of Water and Sanitation (DWS) 2020. WMS site ID 102148 |  | GOURITZ |  | 246 | TREND | 1982-12-11 | Department of Water and Sanitation | -33.75 | 21.4447
ZAF00235 |  | 102349 | South Africa | River station | At Campherspoort on Heuningklip River | Site before confluence with the Groot River. - Water Quality Station L6H001Q01, Dept. of Water and Sanitation (DWS) 2020. WMS site ID 102349 |  |  |  | 508 | TREND | 1977-03-05 | Department of Water and Sanitation | -33.2028 | 24.2356
ZAF00277 |  | 101929 | South Africa | River station | At Dal Josafat Noorder Paarl on Berg River | Site relatively high up in the catchment and has a long data record. - Water Quality Station G1H020Q01, Dept. of Water and Sanitation (DWS) 2020. WMS site ID 101929 |  |  |  | 103 | TREND | 1965-08-25 | Department of Water and Sanitation | -33.7075 | 18.9744
ZAF00199 |  | 90788 | South Africa | River station | At Delportshoop Lloyds Weir on Harts River | Site low on the Harts River before the confluence with the Vaal River. Site experiences problems with flooding. - Water Quality Station C3H016Q01, Dept. of Water and Sanitation (DWS) 2020. WMS site ID 90788 |  | ORANGE |  | 1018 | TREND | 1992-11-05 | Department of Water and Sanitation | -28.3769 | 24.3031
ZAF00276 |  | 101922 | South Africa | River station | At Drieheuvels on Berg River | Berg River downstream of the confluence with the Little Berg River. - Water Quality Station G1H013Q01, Dept. of Water and Sanitation (DWS) 2020. WMS site ID 101922 |  |  |  | 39 | TREND | 1965-09-01 | Department of Water and Sanitation | -33.1308 | 18.8628
ZAF00147 |  | 102857 | South Africa | River station | At Ekuhlengeni on Swart - Mfolozi | A site that will show the effects of the coal mining in the upper Black Mfolozi catchment. This is also apparently the best weir in the immediate vicinity. - Water Quality Station W2H028Q01, Dept. of Water and Sanitation (DWS) 2020. WMS site ID 102857 |  |  |  | 631 | TREND | 1988-03-31 | Department of Water and Sanitation | -27.9378 | 31.2094
ZAF00272 |  | 101902 | South Africa | River station | At Elands Drift Aspoort on Doring River | Most upstream site on the Doring River. Downstream of the confluence with the Leeu River. - Water Quality Station E2H002Q01, Dept. of Water and Sanitation (DWS) 2020. WMS site ID 101902 |  | DORING |  | 387 | TREND | 1973-03-02 | Department of Water and Sanitation | -32.5028 | 19.5358
ZAF00233 |  | 102313 | South Africa | River station | At Farm 508 Pine View on Kruis River | Water Quality Station K8H001Q01, Dept. of Water and Sanitation (DWS) 2020. WMS site ID 102313 |  |  |  | 240 | TREND | 1967-10-27 | Department of Water and Sanitation | -33.9806 | 24.0214
ZAF00161 |  | 102604 | South Africa | River station | At Fp 1609030/the Banks on Mzimkhulu | High up on the Mzimkulu River – fairly pristine area. Possible future dam sites according to UW. - Water Quality Station T5H004Q01, Dept. of Water and Sanitation (DWS) 2020. WMS site ID 102604 |  |  |  | 1476 | BASELINE | 1971-09-15 | Department of Water and Sanitation | -29.7775 | 29.4708
ZAF00185 |  | 90883 | South Africa | River station | At Frederiksdal on Liebenbergsvlei River | Site relatively close to the confluence with the Wilge River. The site has a logger that continuously monitors pH, EC and temperature. - Water Quality Station C8H026Q01, Dept. of Water and Sanitation (DWS) 2020. WMS site ID 90883 |  | ORANGE |  | 1513 | TREND | 1985-03-21 | Department of Water and Sanitation | -27.4275 | 28.5258
ZAF00217 |  | 101881 | South Africa | River station | At Irene on Orange | Water Quality Station D7H012Q01, Dept. of Water and Sanitation (DWS) 2020. WMS site ID 101881 |  | ORANGE |  | 982 | TREND | 1989-02-27 | Department of Water and Sanitation | -29.1825 | 23.5756
ZAF00244 |  | 102439 | South Africa | River station | At Katkop on Great Fish River (Groot-Visrivier) | Below confluence of Great Fish River and Great Brak Rivers. - Water Quality Station Q1H001Q01, Dept. of Water and Sanitation (DWS) 2020. WMS site ID 102439 |  | GREAT FISH |  | 974 | TREND | 1971-07-12 | Department of Water and Sanitation | -31.9031 | 25.4822
ZAF00166 |  | 102622 | South Africa | River station | At Kwa-Dabeka Richmond on Umngeni (Mgeni) River | One of the lowest sites on the Umgeni River that should not be affected by the marine environment. Within the Durban metropolitan area. - Water Quality Station U2H003Q01, Dept. of Water and Sanitation (DWS) 2020. WMS site ID 102622 |  |  |  | 105 | TREND | 1978-04-01 | Department of Water and Sanitation | -29.7589 | 30.9353
ZAF00114 |  | 103349 | South Africa | River station | At Leniesrus on Mogalakwena | Lowest site on the Mogalakwena River. Internationally significant. Flow is sporadic at this site. - Water Quality Station A6H035Q01, Dept. of Water and Sanitation (DWS) 2020. WMS site ID 103349 |  | LIMPOPO |  | 658 | TREND | 1997-09-01 | Department of Water and Sanitation | -22.5489 | 28.8981
ZAF00124 |  | 90524 | South Africa | River station | At Letaba Ranch on Groot Letaba | Lowest site before the confluence with the Little Letaba River. - Water Quality Station B8H008Q01, Dept. of Water and Sanitation (DWS) 2020. WMS site ID 90524 |  | LIMPOPO |  | 343 | TREND | 1977-09-21 | Department of Water and Sanitation | -23.6581 | 31.05
ZAF00200 |  | 90811 | South Africa | River station | At Likatlong / Sannaspos on Modder River | Near the upper regions of the Modder River. - Water Quality Station C5H003Q01, Dept. of Water and Sanitation (DWS) 2020. WMS site ID 90811 |  | ORANGE |  | 1337 | TREND | 1987-08-26 | Department of Water and Sanitation | -29.1603 | 26.5733
ZAF00137 |  | 102961 | South Africa | River station | At Lindenau on Elandsrivier | Just before the confluence with the Crocodile River. Downstream after Elands Confluence to show effect of Elands on Crocodile. - Water Quality Station X2H015Q01, Dept. of Water and Sanitation (DWS) 2020. WMS site ID 102961 |  | INCOMATI |  | 843 | TREND | 1972-03-23 | Department of Water and Sanitation | -25.4904 | 30.6986
ZAF00230 |  | 189165 | South Africa | River station | At Mgungundlovo on Kinira River | Replaces site T3H002Q01 high up on Kinira River. - Water Quality Station T3H019Q01, Dept. of Water and Sanitation (DWS) 2020. WMS site ID 189165 |  |  |  | 907 | BASELINE | 2007-02-16 | Department of Water and Sanitation | -30.7759 | 29.0322
ZAF00122 |  | 90399 | South Africa | River station | At Mhingas on Luvuvhu River | Middle section of the river that should be indicative of the effects of agriculture (pesticides etc.). - Water Quality Station A9H012Q01, Dept. of Water and Sanitation (DWS) 2020. WMS site ID 90399 |  | LIMPOPO |  | 434 | TREND | 1988-08-30 | Department of Water and Sanitation | -22.7697 | 30.8869
ZAF00123 |  | 85326 | South Africa | River station | At Mutale Bend Kruger National Park on Mutale | Near downstream end of the Mutale River before the confluence with the Luvuvhu River. Good site above the weir at A9H010Q01. - Water Quality Station A9H013Q01, Dept. of Water and Sanitation (DWS) 2020. WMS site ID 85326 |  | LIMPOPO |  | 265 | TREND | 2003-08-16 | Department of Water and Sanitation | -22.4377 | 31.0781
ZAF00231 |  | 191141 | South Africa | River station | At Ntontela (Good Hope) on Mzimvubu | Site low down on the Mzimvubu River where a weir is being constructed. - Water Quality Station T3H020Q01, Dept. of Water and Sanitation (DWS) 2020. WMS site ID 191141 |  |  |  | 148 | TREND | 2009-03-19 | Department of Water and Sanitation | -31.396 | 29.2651
ZAF00215 |  | 101874 | South Africa | River station | At Prieska on Orange | Site on the Orange River after the confluence with the Ongers River. - Water Quality Station D7H002Q01, Dept. of Water and Sanitation (DWS) 2020. WMS site ID 101874 |  | ORANGE |  | 938 | TREND | 1952-10-24 | Department of Water and Sanitation | -29.6514 | 22.7464
ZAF00246 |  | 102450 | South Africa | River station | At Rietfontyn Waaikraal on Great Fish River | Great Fish River downstream of the confluence with the Great Brak River. - Water Quality Station Q3H005Q01, Dept. of Water and Sanitation (DWS) 2020. WMS site ID 102450 |  | GREAT FISH |  | 904 | TREND | 1977-04-21 | Department of Water and Sanitation | -32.0864 | 25.5756
ZAF00234 |  | 102317 | South Africa | River station | At Rooiwal on Groot River | Water Quality Station K8H006Q01, Dept. of Water and Sanitation (DWS) 2020. WMS site ID 102317 |  |  |  | 111 | TREND | 1999-01-28 | Department of Water and Sanitation | -34.0325 | 24.1964
ZAF00156 |  | 102750 | South Africa | River station | At Schurvepoort on Buffels River | Highest site on the Buffalo River after confluence with Harte and Ngogo Rivers. - Water Quality Station V3H002Q01, Dept. of Water and Sanitation (DWS) 2020. WMS site ID 102750 |  | THUKELA |  | 1219 | TREND | 1966-02-19 | Department of Water and Sanitation | -27.6022 | 29.9428
ZAF00127 |  | 90582 | South Africa | River station | At Silvervis Dam/Kruger National Park on Shingwidz | Water Quality Station B9H002, Dept. of Water and Sanitation (DWS) 2020. WMS site ID 90582 |  | LIMPOPO |  | 346 | TREND | 1983-10-18 | Department of Water and Sanitation | -23.2153 | 31.22
ZAF00248 |  | 102466 | South Africa | River station | At Sout Vleij Sheldon on Klein-Visrivier | Lowest site on the Little Fish River before the confluence with the Great Fish River. - Water Quality Station Q7H005Q01, Dept. of Water and Sanitation (DWS) 2020. WMS site ID 102466 |  | GREAT FISH |  | 469 | TREND | 1973-07-13 | Department of Water and Sanitation | -33.0275 | 25.8936
ZAF00197 |  | 90781 | South Africa | River station | At Taung on Harts River | Site in the middle reaches of the Harts River with very few sites upstream. - Water Quality Station C3H003Q01, Dept. of Water and Sanitation (DWS) 2020. WMS site ID 90781 |  | ORANGE |  | 1094 | TREND | 1960-02-23 | Department of Water and Sanitation | -27.5731 | 24.7464
ZAF00138 |  | 102963 | South Africa | River station | At Ten Bosch Kruger National Park on Crocodile Riv | Far down on the Crocodile River before Mozambique. - Water Quality Station X2H016Q01, Dept. of Water and Sanitation (DWS) 2020. WMS site ID 102963 |  | INCOMATI |  | 153 | TREND | 1970-02-20 | Department of Water and Sanitation | -25.3622 | 31.9567
ZAF00135 |  | 102933 | South Africa | River station | At Tonga on Komati River | Last site on the Komati River before the confluence with the Mlumati River. Downstream of Swaziland. - Water Quality Station X1H003Q01, Dept. of Water and Sanitation (DWS) 2020. WMS site ID 102933 |  | INCOMATI |  | 212 | TREND | 1977-03-01 | Department of Water and Sanitation | -25.6811 | 31.7833
ZAF00157 |  | 102781 | South Africa | River station | At Tugela Ferry on Tugela | Lowest site in the Tugela River before the confluence with the Mooi River. - Water Quality Station V6H002Q01, Dept. of Water and Sanitation (DWS) 2020. WMS site ID 102781 |  | THUKELA |  | 540 | TREND | 1977-07-21 | Department of Water and Sanitation | -28.75 | 30.4428
ZAF00191 |  | 177611 | South Africa | River station | At Vaalkoppies on Vet River | Will be a good site because it is on the Vet River before the confluence with the Sand River. - Water Quality Station C4H015Q01, Dept. of Water and Sanitation (DWS) 2020. WMS site ID 177611 |  | ORANGE |  | 1271 | TREND | 2006-05-18 | Department of Water and Sanitation | -28.1419 | 26.4178
ZAF00150 |  | 102897 | South Africa | River station | At Welgelegen Pivaansbad on Bivane | Highest site on the Bivane River. - Water Quality Station W4H004Q01, Dept. of Water and Sanitation (DWS) 2020. WMS site ID 102897 |  | MAPUTO |  | 971 | TREND | 1977-07-20 | Department of Water and Sanitation | -27.5275 | 30.8581
ZAF00259 |  | 102241 | South Africa | River station | At Wolvedans on Groot-Brak River | Site low on the Groot Brak River. - Water Quality Station K2H002Q01, Dept. of Water and Sanitation (DWS) 2020. WMS site ID 102241 |  |  |  | 51 | TREND | 1970-08-28 | Department of Water and Sanitation | -34.0286 | 22.2222
ZAF00204 |  | 90835 | South Africa | River station | At Zoutpansdrift on Riet River | Lowest site on the Riet River before the confluence with the Vaal River. - Water Quality Station C5H048Q01, Dept. of Water and Sanitation (DWS) 2020. WMS site ID 90835 |  | ORANGE |  | 1007 | TREND | 1990-08-10 | Department of Water and Sanitation | -29.0333 | 23.9833
ZAF00245 |  | 102448 | South Africa | River station | At Zoutspans Drift Zoutpan on Great Fish River (Gr | Lowest site on the Great Fish River before the confluence with the Great Brak River. - Water Quality Station Q2H002Q01, Dept. of Water and Sanitation (DWS) 2020. WMS site ID 102448 |  | GREAT FISH |  | 991 | TREND | 1973-07-12 | Department of Water and Sanitation | -31.905 | 25.43
ZAF00285 |  | 102463 | South Africa | River station | BAVIAANS RIVER - AT BOTMANSGAT DE KLERKDAL | Water Quality Station Q6H003Q01, Dept. of Water and Sanitation (DWS) 2020. WMS site ID 102463 |  | GREAT FISH |  | 636 | TREND | 1980-09-10 | Department of Water and Sanitation | -32.6053 | 25.885
ZAF00292 |  | 102602 | South Africa | River station | BISI - AT NOOITGEDACHT BISI | Water Quality Station T5H002Q01, Dept. of Water and Sanitation (DWS) 2020. WMS site ID 102602 |  |  |  | 632 | TREND | 1971-09-16 | Department of Water and Sanitation | -30.4081 | 29.9
ZAF00306 |  | 90492 | South Africa | River station | BLYDERIVIER - DRIEHOEK | Water Quality Station B6H005, Dept. of Water and Sanitation (DWS) 2020. WMS site ID 90492 |  | LIMPOPO |  | 698 | TREND | 1969-02-06 | Department of Water and Sanitation | -24.5139 | 30.8289
ZAF00303 |  | 102098 | South Africa | River station | BREE RIVER AT WOLVENDRIFT/SECUNDA | Water Quality Station H5H004Q01, Dept. of Water and Sanitation (DWS) 2020. WMS site ID 102098 |  |  |  | 176 | TREND | 1970-05-06 | Department of Water and Sanitation | -33.8978 | 20.0128
ZAF00296 |  | 102755 | South Africa | River station | BUFFELS RIVER - AT TAYSIDE | Water Quality Station V3H010Q01, Dept. of Water and Sanitation (DWS) 2020. WMS site ID 102755 |  | THUKELA |  | 1150 | TREND | 1977-05-17 | Department of Water and Sanitation | -28.0589 | 30.3736
ZAF00192 |  | 90800 | South Africa | River station | Bloudrif - at R30 Road Bridge on Sand River near M | Site on Sand River at confluence with Doring River. The site has a logger that continuously monitors pH, EC and temperature. - Water Quality Station C4H016, Dept. of Water and Sanitation (DWS) 2020. WMS site ID 90800 |  | ORANGE |  | 1286 | TREND | 1995-11-03 | Department of Water and Sanitation | -28.1175 | 26.7194
ZAF00262 |  | 102312 | South Africa | River station | Bloukrans River at Lottering Forest Res/Blaauwkran | Site low on the Bloukrans River. - Water Quality Station K7H001Q01, Dept. of Water and Sanitation (DWS) 2020. WMS site ID 102312 |  |  |  | 92 | TREND | 1967-10-28 | Department of Water and Sanitation | -33.9542 | 23.6417
ZAF00024 | 038024 | 90489 | South Africa | River station | Blyde River - at Willemsoord | Example of a relatively unimpacted river. - Water Quality Station B6H001Q01, Dept. of Water and Sanitation (DWS) 2020. WMS site ID 90489, Hydro No. B6H001. |  | LIMPOPO |  | 1117 | BASELINE | 1966-04-23 | Department of Water and Sanitation | -24.6792 | 30.8025
ZAF00241 |  | 102430 | South Africa | River station | Boesmans River at Donker Hoek/Alicedale | Lowest site on the Boesmans River although not near the ocean. - Water Quality Station P1H003Q01, Dept. of Water and Sanitation (DWS) 2020. WMS site ID 102430 |  |  |  | 320 | TREND | 1971-08-29 | Department of Water and Sanitation | -33.3292 | 26.0775
ZAF00194 |  | 90846 | South Africa | River station | Bothaville Grootdraai 408 - at River Bank on Vals | Just upstream of the confluence with the Vaal River. Continuous pH, EC and temperature measurement. - Water Quality Station C6H002Q01, Dept. of Water and Sanitation (DWS) 2020. WMS site ID 90846 |  | ORANGE |  | 1259 | TREND | 1972-08-01 | Department of Water and Sanitation | -27.3986 | 26.6147
ZAF00014 | 038014 | 102119 | South Africa | River station | Bree River - at Swellendam | Lowest site on the Bree River. Shows the situation below the confluence with the Riviersonderend. - Water Quality Station H7H006Q01, Dept. of Water and Sanitation (DWS) 2020. WMS site ID 102119, Hydro No. H7H006 |  |  | 9842 | 75 | TREND | 1966-03-16 | Department of Water and Sanitation | -34.0658 | 20.4042
ZAF00266 |  | 102019 | South Africa | River station | Bree River at Ceres Commonage | Site high up on the Bree River. - Water Quality Station H1H003Q01, Dept. of Water and Sanitation (DWS) 2020. WMS site ID 102019 |  |  |  | 450 | BASELINE | 1971-08-20 | Department of Water and Sanitation | -33.3806 | 19.3017
ZAF00268 |  | 102081 | South Africa | River station | Bree River at la Chasseur | Site on the Bree River with good record length before the town of Robertson. - Water Quality Station H4H017Q01, Dept. of Water and Sanitation (DWS) 2020. WMS site ID 102081 |  |  |  | 172 | TREND | 1980-07-14 | Department of Water and Sanitation | -33.8181 | 19.6947
ZAF00304 |  | 102958 | South Africa | River station | CROCODILE RIVER - AT MONTROSE | Water Quality Station X2H013Q01, Dept. of Water and Sanitation (DWS) 2020. WMS site ID 102958 |  | INCOMATI |  | 815 | TREND | 1966-04-24 | Department of Water and Sanitation | -25.4472 | 30.7117
ZAF00324 |  | 90167 | South Africa | River station | CROCODILE RIVER - ROODEKOPJES DAM DOWNSTREAM WEIR | Water Quality Station A2H019Q01, Dept. of Water and Sanitation (DWS) 2020. WMS site ID 90167 |  | LIMPOPO |  | 1000 | TREND | 1976-02-06 | Department of Water and Sanitation | -25.4036 | 27.5748
ZAF00211 |  | 101815 | South Africa | River station | Caledon River at Ficksburg/ Ficksburg Bridge | Site on the Caledon River (border between Lesotho and SA). - Water Quality Station D2H035Q01, Dept. of Water and Sanitation (DWS) 2020. WMS site ID 101815 |  | ORANGE |  | 1565 | TREND | 1994-08-09 | Department of Water and Sanitation | -28.8833 | 27.89
ZAF00210 |  | 101810 | South Africa | River station | Caledon River at Wilgedraai/Hobhouse | Water Quality Station D2H022Q01, Dept. of Water and Sanitation (DWS) 2020. WMS site ID 101810 |  | ORANGE |  | 1439 | TREND | 1988-11-06 | Department of Water and Sanitation | -29.6156 | 27.0653
ZAF00209 |  | 101808 | South Africa | River station | Caledonspoort 190 the Poplars 199 at the Poplars o | Site high on the Little Caledon River (border between Lesotho and SA). - Water Quality Station D2H012, Dept. of Water and Sanitation (DWS) 2020. WMS site ID 101808 |  | ORANGE |  | 1608 | TREND | 1971-09-24 | Department of Water and Sanitation | -28.6948 | 28.2349
ZAF00005 | 038005 | 90164 | South Africa | River station | Crocodile River - at Kalkheuwel | Downstream of Johannesburg (in a northerly direction) and so will provide good indication of contribution. - Water Quality Station A2H012Q01, Dept. of Water and Sanitation (DWS) 2020. WMS site ID 90164, Hydro No. A2H012 |  | LIMPOPO | 2551 | 1192 | TREND | 1971-07-04 | Department of Water and Sanitation | -25.8105 | 27.9096
ZAF00140 |  | 102986 | South Africa | River station | Crocodile River at Riverside/Kruger National Park | Water Quality Station X2H046Q01, Dept. of Water and Sanitation (DWS) 2020. WMS site ID 102986 |  | INCOMATI |  | 250 | TREND | 1986-10-01 | Department of Water and Sanitation | -25.3989 | 31.6106
ZAF00139 |  | 102975 | South Africa | River station | Crocodile River at Weltevrede | Crocodile River upstream of the confluence with the Kaap River. - Water Quality Station X2H032Q01, Dept. of Water and Sanitation (DWS) 2020. WMS site ID 102975 |  | INCOMATI |  | 478 | TREND | 1972-03-26 | Department of Water and Sanitation | -25.5139 | 31.2244
ZAF00279 |  | 101972 | South Africa | River station | Diep River at Malmesbury | Most upstream site on the Diep River. - Water Quality Station G2H012Q01, Dept. of Water and Sanitation (DWS) 2020. WMS site ID 101972 |  |  |  | 126 | BASELINE | 1966-06-19 | Department of Water and Sanitation | -33.4644 | 18.7406
ZAF00203 |  | 90831 | South Africa | River station | Doorns 131 - Tweerivier 129 - at Modderrivier down | Lowest site on the Modder River before the confluence with the Riet River. - Water Quality Station C5H035Q01, Dept. of Water and Sanitation (DWS) 2020. WMS site ID 90831 |  | ORANGE |  | 1116 | TREND | 1992-11-02 | Department of Water and Sanitation | -29.0286 | 24.6384
ZAF00016 | 038016 | 101903 | South Africa | River station | Doring River - at Melkboom | Lowest site on the Doring River before the confluence with the Olifants River. - Water Quality Station E2H003Q01, Dept. of Water and Sanitation (DWS) 2020. WMS site ID 101903, Hydro No. E2H003 |  | DORING | 24044 | 65 | TREND | 1972-05-13 | Department of Water and Sanitation | -31.8603 | 18.6875
ZAF00251 |  | 102123 | South Africa | River station | Duiwenhoks River at Dassjes Klip | Lowest site on the Duiwenhoks River. - Water Quality Station H8H001Q01, Dept. of Water and Sanitation (DWS) 2020. WMS site ID 102123 |  |  |  | 22 | TREND | 1967-04-22 | Department of Water and Sanitation | -34.2506 | 20.9925
ZAF00331 |  | 90230 | South Africa | River station | ELANDS RIVER - VAALKOP DAM DOWNSTREAM WEIR | Water Quality Station A2H111Q01, Dept. of Water and Sanitation (DWS) 2020. WMS site ID 90230 |  | LIMPOPO |  | 975 | TREND | 1985-02-28 | Department of Water and Sanitation | -25.3066 | 27.4762
ZAF00131 |  | 90458 | South Africa | River station | Elands River at Scherp Arabie | Integrator of all of the Elands River before confluence with the Olifants River. - Water Quality Station B3H021Q01, Dept. of Water and Sanitation (DWS) 2020. WMS site ID 90458 |  | LIMPOPO |  | 844 | TREND | 1994-01-06 | Department of Water and Sanitation | -24.9253 | 29.3244
ZAF00172 |  | 90591 | South Africa | River station | Elandslaagte on Waterval River | Lowest site on the Waterval River before the confluence with the Vaal River. Main station in area, especially for floods. - Water Quality Station C1H008Q01, Dept. of Water and Sanitation (DWS) 2020. WMS site ID 90591 |  | ORANGE |  | 1528 | TREND | 1975-11-24 | Department of Water and Sanitation | -26.8611 | 28.8847
ZAF00198 |  | 90782 | South Africa | River station | Espagsdrif Seoding 25 Bridge at the Weir on Harts | Site on the Harts River upstream of the Spitskop Dam. The site is downstream of Hartswater and Pampierstad WWTP discharges. - Water Quality Station C3H007, Dept. of Water and Sanitation (DWS) 2020. WMS site ID 90782 |  | ORANGE |  | 1056 | TREND | 1967-12-11 | Department of Water and Sanitation | -27.9028 | 24.6156
ZAF00169 |  | 102691 | South Africa | River station | Fafa River at Cowick/Never Despair | Lowest site on the Fafa River. - Water Quality Station U8H001Q01, Dept. of Water and Sanitation (DWS) 2020. WMS site ID 102691 |  |  |  | 79 | TREND | 1986-11-24 | Department of Water and Sanitation | -30.3981 | 30.6019
ZAF00220 |  | 102504 | South Africa | River station | Farm 7 About 220M U/S of Howard Shaw Bridge on Kei | Lowest site on the Keiskamma River. - Water Quality Station R1H015Q01, Dept. of Water and Sanitation (DWS) 2020. WMS site ID 102504 |  |  |  | 32 | TREND | 1971-08-31 | Department of Water and Sanitation | -33.1854 | 27.3908
ZAF00190 |  | 90795 | South Africa | River station | Fazantkraal at Nooitgedacht on Vet River | Site low down on the Vet River before the confluence with the Vaal River. - Water Quality Station C4H004Q01, Dept. of Water and Sanitation (DWS) 2020. WMS site ID 90795 |  | ORANGE |  | 1254 | TREND | 1972-08-03 | Department of Water and Sanitation | -27.935 | 26.1267
ZAF00322 |  | 102917 | South Africa | River station | GREAT USUTU RIVER - AT STAFFORD WEIR BEFORE NERSTO | Dept. of Water and Sanitation (DWS) 2020. WMS site ID 102917 |  | MAPUTO |  | 1415 | TREND | 1977-05-03 | Department of Water and Sanitation | -26.5125 | 30.7864
ZAF00133 |  | 90518 | South Africa | River station | Ga-Selati River at Loole/Foskor | Furtherest site downstream on the Ga-Selati River before the confluence with the Olifants River. - Water Quality Station B7H019Q01, Dept. of Water and Sanitation (DWS) 2020. WMS site ID 90518 |  | LIMPOPO |  | 342 | TREND | 1989-01-05 | Department of Water and Sanitation | -24.0342 | 31.1236
ZAF00255 |  | 102168 | South Africa | River station | Gamka River at Huisrivier | One of the lowest sites on the Gamka River before the confluence with the Olifants River. - Water Quality Station J2H010Q01, Dept. of Water and Sanitation (DWS) 2020. WMS site ID 102168 |  | GOURITZ |  | 249 | TREND | 1971-11-04 | Department of Water and Sanitation | -33.5017 | 21.6242
ZAF00027 | 038027 | 102201 | South Africa | River station | Gourits River - at Zeekoedrift | Lowest site on the Gouritz River before the ocean. - Water Quality Station J4H002Q01, Dept. of Water and Sanitation (DWS) 2020. WMS site ID 102201, Hydro No. J4H002. |  | GOURITZ | 43451 | 53 | TREND | 1965-11-05 | Department of Water and Sanitation | -33.9806 | 21.6533
ZAF00222 |  | 102526 | South Africa | River station | Gqunube River at Outspan | Lowest site on the Gqunube River. - Water Quality Station R3H001Q01, Dept. of Water and Sanitation (DWS) 2020. WMS site ID 102526 |  |  |  | 213 | TREND | 1974-06-03 | Department of Water and Sanitation | -32.8028 | 27.8564
ZAF00125 |  | 90529 | South Africa | River station | Great Letaba River at Engelhardt Dam/Kruger Nation | Site low on the Letaba River before the confluence with the Olifants River. - Water Quality Station B8H018Q01, Dept. of Water and Sanitation (DWS) 2020. WMS site ID 90529 |  | LIMPOPO |  | 214 | TREND | 1983-11-29 | Department of Water and Sanitation | -23.8386 | 31.6408
ZAF00236 |  | 102353 | South Africa | River station | Groot River at Grootrivierspoort (U/S Kouga Conflu | Site before the confluence with the Gamtoos River. - Water Quality Station L7H006Q01, Dept. of Water and Sanitation (DWS) 2020. WMS site ID 102353 |  |  |  | 207 | TREND | 1968-04-03 | Department of Water and Sanitation | -33.7311 | 24.6183
ZAF00012 | 038012 | 102568 | South Africa | River station | Groot-Kei River - at Area 8 Springs Bridge | Lowest sample site on the Great Kei River. Upstream of the Gcuwa River. - Water Quality Station S7H004Q01, Dept. of Water and Sanitation (DWS) 2020. WMS site ID 102568, Hydro No. S7H004 |  | GREAT KEI |  | 161 | TREND | 1990-10-17 | Department of Water and Sanitation | -32.5153 | 28.0156
ZAF00013 | 038013 | 102487 | South Africa | River station | Groot-Vis River - at Matomelas Reserve Outspan | Lowest site on the Great Fish River. - Water Quality Station Q9H018Q01, Dept. of Water and Sanitation (DWS) 2020. WMS site ID 102487, Hydro No. Q9H018 |  | GREAT FISH | 29745 | 75 | TREND | 1971-07-25 | Department of Water and Sanitation | -33.2378 | 26.9947
ZAF00252 |  | 102130 | South Africa | River station | H9H005Q01 Riversdale on Goukou River U/S WWTW | Lowest site on the Goukou River. - Water Quality Station HESS4, Dept. of Water and Sanitation (DWS) 2020. WMS site ID 102130 |  |  |  | 96 | TREND | 1969-04-10 | Department of Water and Sanitation | -34.0922 | 21.2953
ZAF00287 |  | 90851 | South Africa | River station | HEUNING SPRUIT - AT DANKBAAR MISPAH | Water Quality Station C7H003Q01, Dept. of Water and Sanitation (DWS) 2020. WMS site ID 90851 |  | ORANGE |  | 1359 | TREND | 1972-03-19 | Department of Water and Sanitation | -27.3567 | 27.2864
ZAF00120 |  | 90233 | South Africa | River station | Haakdoorndrift 373 KQ at Paul Hugo Dam on Crocodil | One of the lowest sites on the Crocodile River that has a good data record. This site replaces A2H116 that was extremely close to it but in poor state of repair. - Water Quality Station A2H132Q01, Dept. of Water and Sanitation (DWS) 2020. WMS site ID 90233 |  | LIMPOPO |  | 913 | TREND | 1989-12-07 | Department of Water and Sanitation | -24.6951 | 27.4091
ZAF00153 |  | 102911 | South Africa | River station | Hlelo River at Ishlelo | Lowest site on the Hlelo River before Swaziland. - Water Quality Station W5H005Q01, Dept. of Water and Sanitation (DWS) 2020. WMS site ID 102911 |  | MAPUTO |  | 1225 | TREND | 1977-08-13 | Department of Water and Sanitation | -26.8289 | 30.7283
ZAF00278 |  | 101931 | South Africa | River station | Jantjiesfontein 69 - at Berg River Town on Groot- | Site low on the Berg River. Site below the last major confluence on the Berg River (Berg and Sout Rivers). - Water Quality Station G1H023Q01, Dept. of Water and Sanitation (DWS) 2020. WMS site ID 101931 |  |  |  | 12 | TREND | 1971-07-29 | Department of Water and Sanitation | -32.9458 | 18.3367
ZAF00308 |  | 102965 | South Africa | River station | KAAP RIVER - AT DOLTON | Water Quality Station X2H022Q01, Dept. of Water and Sanitation (DWS) 2020. WMS site ID 102965 |  | INCOMATI |  | 346 | TREND | 1962-06-20 | Department of Water and Sanitation | -25.5422 | 31.3172
ZAF00309 |  | 102545 | South Africa | River station | KLAAS SMITS RIVER - AT WELTEVREDEN/QUEENSTOWN | Water Quality Station S3H006Q01, Dept. of Water and Sanitation (DWS) 2020. WMS site ID 102545 |  | GREAT KEI |  | 1052 | TREND | 1977-01-17 | Department of Water and Sanitation | -31.9233 | 26.7864
ZAF00332 |  | 102441 | South Africa | River station | KLEIN BRAK RIVER - ZEEVEN FONTEYNEN 254 | Water Quality Station Q1H013, Dept. of Water and Sanitation (DWS) 2020. WMS site ID 102441 |  | GREAT FISH |  | 1049 | TREND | 1982-08-23 | Department of Water and Sanitation | -31.7778 | 25.3183
ZAF00310 |  | 90687 | South Africa | River station | KOEKEMOER SPRUIT - AT BUFFELSFONTEIN | Water Quality Station C2H139Q01, Dept. of Water and Sanitation (DWS) 2020. WMS site ID 90687 |  | ORANGE |  | 1299 | TREND | 1995-05-22 | Department of Water and Sanitation | -26.9172 | 26.8172
ZAF00311 |  | 102938 | South Africa | River station | KOMATI RIVER - AT GEMSBOKHOEK | Water Quality Station X1H018Q01, Dept. of Water and Sanitation (DWS) 2020. WMS site ID 102938 |  | INCOMATI |  | 1239 | TREND | 1977-04-12 | Department of Water and Sanitation | -25.8383 | 30.4128
ZAF00281 |  | 102248 | South Africa | River station | Kaaimans River at Upper Barbiers Kraal | Site low on the Kaaimans River. - Water Quality Station GEO06, Dept. of Water and Sanitation (DWS) 2020. WMS site ID 102248 |  |  |  | 139 | TREND | 1971-06-28 | Department of Water and Sanitation | -33.9708 | 22.5483
ZAF00242 |  | 102435 | South Africa | River station | Kariega River at Smithfield/Lower Waterford | Lowest site on the Kariega River. - Water Quality Station P3H001Q01, Dept. of Water and Sanitation (DWS) 2020. WMS site ID 102435 |  |  |  | 148 | TREND | 1971-11-06 | Department of Water and Sanitation | -33.5544 | 26.6036
ZAF00167 |  | 102624 | South Africa | River station | Karkloof River at Shafton | Largely natural catchment with some forestry. - Water Quality Station U2H006Q01, Dept. of Water and Sanitation (DWS) 2020. WMS site ID 102624 |  |  |  | 1073 | BASELINE | 1970-01-28 | Department of Water and Sanitation | -29.3806 | 30.2775
ZAF00250 |  | 102496 | South Africa | River station | Kat River at Fort Beaufort | Lowest site on the Kat River before the confluence with the Great Fish River. - Water Quality Station Q9H029Q01, Dept. of Water and Sanitation (DWS) 2020. WMS site ID 102496 |  | GREAT FISH |  | 439 | TREND | 1992-12-29 | Department of Water and Sanitation | -32.7611 | 26.6294
ZAF00158 |  | 102783 | South Africa | River station | Klein Fontein 1262 Gt on Sundays River | Below confluence of the Sundays and Nkunzi Rivers. - Water Quality Station V6H004, Dept. of Water and Sanitation (DWS) 2020. WMS site ID 102783 |  | THUKELA |  | 1084 | TREND | 1966-02-19 | Department of Water and Sanitation | -28.4044 | 30.0131
ZAF00263 |  | 101997 | South Africa | River station | Klein River at Can Q5-8/Wagenboomsdrift | Only site on the Klein River before the Klein River Vlei. - Water Quality Station G4H006Q01, Dept. of Water and Sanitation (DWS) 2020. WMS site ID 101997 |  |  |  | 75 | TREND | 1968-06-10 | Department of Water and Sanitation | -34.4058 | 19.6006
ZAF00179 |  | 90654 | South Africa | River station | Klip River at Kookfontein/Vereeniging Rail Bridge | Klip River close to the confluence with the Vaal River. - Water Quality Station C2H071Q01, Dept. of Water and Sanitation (DWS) 2020. WMS site ID 90654 |  | ORANGE |  | 1442 | TREND | 1985-08-08 | Department of Water and Sanitation | -26.6194 | 27.9808
ZAF00183 |  | 90689 | South Africa | River station | Klip River at Witkop (New Bridge) | Important site downstream of southern areas of Johannesburg. - Water Quality Station C2H141Q01, Dept. of Water and Sanitation (DWS) 2020. WMS site ID 90689 |  | ORANGE |  | 1475 | TREND | 1996-08-05 | Department of Water and Sanitation | -26.45 | 28.0858
ZAF00260 |  | 102293 | South Africa | River station | Knysna River at Milwood Forest Reserve/Laer Streep | Site representing background situation and is high enough up to not be affected by the ocean. - Water Quality Station K5H002Q01, Dept. of Water and Sanitation (DWS) 2020. WMS site ID 102293 |  |  |  | 245 | BASELINE | 1971-06-29 | Department of Water and Sanitation | -33.89 | 23.0317
ZAF00267 |  | 102063 | South Africa | River station | Kogmanskloof River at Goudmyn | Lowest site on the Kogmanskloof River upstream of the confluence with the Bree River. - Water Quality Station H3H011Q01, Dept. of Water and Sanitation (DWS) 2020. WMS site ID 102063 |  |  |  | 139 | TREND | 1979-11-27 | Department of Water and Sanitation | -33.8708 | 20.0033
ZAF00009 | 038009 | 102979 | South Africa | River station | Komati River - at Komatipoort Kruger National Park | Most downstream site of both the Komati and Crocodile Rivers at their confluence before Mozambique. - Water Quality Station X2H036Q01, Dept. of Water and Sanitation (DWS) 2020. WMS site ID 102979, Hydro No. X2H036 |  | INCOMATI | 21481 | 137 | TREND | 1982-10-07 | Department of Water and Sanitation | -25.4361 | 31.9822
ZAF00134 |  | 102931 | South Africa | River station | Komati River at Hooggenoeg | Most downstream extent of Komati River before Swaziland. - Water Quality Station X1H001Q01, Dept. of Water and Sanitation (DWS) 2020. WMS site ID 102931 |  | INCOMATI |  | 771 | TREND | 1977-10-31 | Department of Water and Sanitation | -26.0361 | 30.9978
ZAF00249 |  | 102479 | South Africa | River station | Koonap River at Adelaide | Lowest site on the Koonap River before the confluence with the Great Fish River. - Water Quality Station Q9H002Q01, Dept. of Water and Sanitation (DWS) 2020. WMS site ID 102479 |  | GREAT FISH |  | 584 | TREND | 1971-08-29 | Department of Water and Sanitation | -32.7139 | 26.2967
ZAF00207 |  | 101791 | South Africa | River station | Kornet Spruit at Maghaleen | Site on the border between Lesotho and South Africa. - Water Quality Station D1H006Q01, Dept. of Water and Sanitation (DWS) 2020. WMS site ID 101791 |  | ORANGE |  | 1424 | TREND | 1975-05-27 | Department of Water and Sanitation | -30.1601 | 27.4012
ZAF00237 |  | 102358 | South Africa | River station | Kouga River at Stuurmanskraal | In the middle reaches of the river system. - Water Quality Station L8H005Q01, Dept. of Water and Sanitation (DWS) 2020. WMS site ID 102358 |  |  |  | 373 | TREND | 1990-04-24 | Department of Water and Sanitation | -33.7906 | 24.0306
ZAF00243 |  | 102438 | South Africa | River station | Kowie River at Bathurst/Wolfscrag | Lowest site on the Kowies River. - Water Quality Station P4H001Q01, Dept. of Water and Sanitation (DWS) 2020. WMS site ID 102438 |  |  |  | 65 | TREND | 1971-11-06 | Department of Water and Sanitation | -33.5064 | 26.7447
ZAF00026 | 038026 | 101795 | South Africa | River station | Kraai River - at Roodewal | Site low on the Kraai River before the confluence with the Orange River. - Water Quality Station D1H011Q01, Dept. of Water and Sanitation (DWS) 2020. WMS site ID 101795, Hydro No. D1H011. |  | ORANGE |  | 1336 | TREND | 1967-02-13 | Department of Water and Sanitation | -30.8306 | 26.9214
ZAF00195 |  | 90849 | South Africa | River station | Kroonstad - at R76 Road Bridge on Vals River (Old | Good site in the middle reaches of the Vals River. Includes real time equipment. - Water Quality Station C6H007Q01, Dept. of Water and Sanitation (DWS) 2020. WMS site ID 90849 |  | ORANGE |  | 1349 | TREND | 1995-04-04 | Department of Water and Sanitation | -27.6711 | 27.2369
ZAF00274 |  | 101990 | South Africa | River station | Kruis River at Tweekuilen/Eendekuil | Site upstream of the important Verlorevlei. - Water Quality Station G3H001Q01, Dept. of Water and Sanitation (DWS) 2020. WMS site ID 101990 |  |  |  | 55 | BASELINE | 1970-05-08 | Department of Water and Sanitation | -32.6014 | 18.7506
ZAF00223 |  | 102557 | South Africa | River station | Kubusi River at Stutterheim | High up in the catchment within a nature reserve. - Water Quality Station S6H001Q01, Dept. of Water and Sanitation (DWS) 2020. WMS site ID 102557 |  | GREAT KEI |  | 802 | BASELINE | 1952-11-10 | Department of Water and Sanitation | -32.5792 | 27.3667
ZAF00312 |  | 90649 | South Africa | River station | LEEUDORING SPRUIT - AT KLIPSPRUIT | Water Quality Station C2H065Q01, Dept. of Water and Sanitation (DWS) 2020. WMS site ID 90649 |  | ORANGE |  | 1255 | TREND | 1972-02-23 | Department of Water and Sanitation | -27.3694 | 26.3511
ZAF00313 |  | 102797 | South Africa | River station | LITTLE BOESMANS RIVER - AT ESTCOURT | Water Quality Station V7H012Q01, Dept. of Water and Sanitation (DWS) 2020. WMS site ID 102797 |  | THUKELA |  | 1144 | TREND | 1966-10-26 | Department of Water and Sanitation | -29.0053 | 29.8826
ZAF00314 |  | 102472 | South Africa | River station | LITTLE FISH RIVER - DOORN KRAAL | Water Quality Station Q8H008Q01, Dept. of Water and Sanitation (DWS) 2020. WMS site ID 102472 |  | GREAT FISH |  | 674 | TREND | 1979-04-26 | Department of Water and Sanitation | -32.7861 | 25.615
ZAF00315 |  | 102704 | South Africa | River station | LITTLE TUGELA RIVER - AT WINTERTON | Water Quality Station V1H010Q01, Dept. of Water and Sanitation (DWS) 2020. WMS site ID 102704 |  | THUKELA |  | 1025 | TREND | 1966-02-18 | Department of Water and Sanitation | -28.8181 | 29.545
ZAF00119 |  | 188062 | South Africa | River station | Leeuwdrift at Weir on Crocodile River | Lowest site on the Crocodile River before the confluence with the Marico River. - Water Quality Station A2H128Q01, Dept. of Water and Sanitation (DWS) 2020. WMS site ID 188062 |  | LIMPOPO |  | 884 | TREND | 2004-05-19 | Department of Water and Sanitation | -24.3962 | 27.0898
ZAF00006 | 038006 | 90340 | South Africa | River station | Limopopo River - at Botswana Sterkloop | Water Quality Station A5H006Q01, Dept. of Water and Sanitation (DWS) 2020. WMS site ID 90340, Hydro No. A5H006 |  | LIMPOPO | 98240 | 777 | TREND | 1980-01-12 | Department of Water and Sanitation | -22.935 | 28.0042
ZAF00007 | 038007 | 90375 | South Africa | River station | Limpopo River - downstream Beit Bridge | Water Quality Station A7H008Q01, Dept. of Water and Sanitation (DWS) 2020. WMS site ID 90375, Hydro No. A7H008 |  | LIMPOPO |  | 430 | TREND | 1993-02-09 | Department of Water and Sanitation | -22.2256 | 29.9906
ZAF00325 |  | 90165 | South Africa | River station | MAGALIES RIVER - AT SCHEERPOORT | Water Quality Station A2H013Q01, Dept. of Water and Sanitation (DWS) 2020. WMS site ID 90165 |  | LIMPOPO |  | 1185 | TREND | 1971-07-04 | Department of Water and Sanitation | -25.777 | 27.7611
ZAF00299 |  | 90650 | South Africa | River station | MAKWASSIE SPRUIT - AT VLIEGEKRAAL | Water Quality Station C2H066Q01, Dept. of Water and Sanitation (DWS) 2020. WMS site ID 90650 |  | ORANGE |  | 1251 | TREND | 1972-08-02 | Department of Water and Sanitation | -27.4956 | 26.0747
ZAF00316 |  | 90328 | South Africa | River station | MATLABAS RIVER - AT HAARLEM EAST | Water Quality Station A4H004Q01, Dept. of Water and Sanitation (DWS) 2020. WMS site ID 90328 |  | LIMPOPO |  | 952 | TREND | 1971-09-28 | Department of Water and Sanitation | -24.1594 | 27.4797
ZAF00289 |  | 189164 | South Africa | River station | MBASHE RIVER - AT GXWALI BOMVU | Water Quality Station T1H013Q01, Dept. of Water and Sanitation (DWS) 2020. WMS site ID 189164 |  |  |  | 571 | TREND | 2006-09-19 | Department of Water and Sanitation | -31.7997 | 28.333
ZAF00295 |  | 189166 | South Africa | River station | MBASHE RIVER - AT RUNE | Water Quality Station T1H014Q01, Dept. of Water and Sanitation (DWS) 2020. WMS site ID 189166 |  |  |  | 511 | TREND | 2006-09-19 | Department of Water and Sanitation | -31.851 | 28.3927
ZAF00298 |  | 102681 | South Africa | River station | MLAZI RIVER - AT UMLAAS ROAD | Water Quality Station U6H003Q01, Dept. of Water and Sanitation (DWS) 2020. WMS site ID 102681 |  |  |  | 609 | TREND | 1982-03-29 | Department of Water and Sanitation | -29.8036 | 30.5161
ZAF00305 |  | 90836 | South Africa | River station | MODDER RIVER - CYPRESS 89 - AT GLEN | Water Quality Station C5H053Q01, Dept. of Water and Sanitation (DWS) 2020. WMS site ID 90836 |  | ORANGE |  | 1288 | TREND | 1995-09-18 | Department of Water and Sanitation | -28.9491 | 26.321
ZAF00317 |  | 90652 | South Africa | River station | MOOIRIVIERLOOP RIVER - AT BLAAUWBANK | Water Quality Station C2H069Q01, Dept. of Water and Sanitation (DWS) 2020. WMS site ID 90652 |  | ORANGE |  | 1449 | TREND | 1979-05-03 | Department of Water and Sanitation | -26.3756 | 27.2308
ZAF00318 |  | 102651 | South Africa | River station | MSUNDUZE RIVER - AT HAMPSTEAD PARK/MOTO-X (DARV) | Water Quality Station U2H041Q01, Dept. of Water and Sanitation (DWS) 2020. WMS site ID 102651 |  |  |  | 622 | TREND | 1985-12-19 | Department of Water and Sanitation | -29.6075 | 30.45
ZAF00282 |  | 102250 | South Africa | River station | Maalgate River at Knoetze Kama/Buffelsdrift | Site low on the Maalgate River. - Water Quality Station GEO01, Dept. of Water and Sanitation (DWS) 2020. WMS site ID 102250 |  |  |  | 140 | TREND | 1971-09-01 | Department of Water and Sanitation | -34.0058 | 22.3511
ZAF00141 |  | 103009 | South Africa | River station | Mac-Mac River at Geelhoutboom | Water Quality Station X3H003Q01, Dept. of Water and Sanitation (DWS) 2020. WMS site ID 103009 |  | INCOMATI |  | 1234 | BASELINE | 1966-04-23 | Department of Water and Sanitation | -24.9933 | 30.8144
ZAF00148 |  | 102859 | South Africa | River station | Mfolozi (Umfolozi) River at State Land/Monzi | Lowest site on the Mfolozi River. Reflects entire catchment effect. Also upstream of Mfolozi estuary. - Water Quality Station W2H032Q01, Dept. of Water and Sanitation (DWS) 2020. WMS site ID 102859 |  |  |  | 9 | TREND | 1995-05-31 | Department of Water and Sanitation | -28.4456 | 32.325
ZAF00011 | 038011 | 87822 | South Africa | River station | Mgeni River - at Inanda Location Egugwini | Mgeni River after the confluence with the Msunduze River. - Water Quality Station U2H055Q01, Dept. of Water and Sanitation (DWS) 2020. WMS site ID 87822, Hydro No. U2H055 |  |  | 2624 | 283 | TREND | 1990-01-04 | Department of Water and Sanitation | -29.6419 | 30.6875
ZAF00145 |  | 102809 | South Africa | River station | Mhlatuze River at Riverview 11459 | Mhlathuze River above Richards Bay development. - Water Quality Station W1H009Q01, Dept. of Water and Sanitation (DWS) 2020. WMS site ID 102809 |  |  |  | 61 | TREND | 1967-12-07 | Department of Water and Sanitation | -28.7478 | 31.7458
ZAF00146 |  | 177769 | South Africa | River station | Mhlatuze River at Umhlatuze Valley | One of the lowest sites on the Mhlathuze River – shows effect of development and also the broader catchment effect. Upstream of the Mhlathuze estuary. - Water Quality Station W1H032Q01, Dept. of Water and Sanitation (DWS) 2020. WMS site ID 177769 |  |  |  | 13 | TREND | 1999-09-22 | Department of Water and Sanitation | -28.8013 | 31.9554
ZAF00113 |  | 90353 | South Africa | River station | Middelfontein Spruit at Middelfontein | Water Quality Station A6H020Q01, Dept. of Water and Sanitation (DWS) 2020. WMS site ID 90353 |  | LIMPOPO |  | 1152 | TREND | 1977-12-05 | Department of Water and Sanitation | -24.6708 | 28.5608
ZAF00270 |  | 101899 | South Africa | River station | Middelpos 553 at Citrusdal on Olifants River | Most upstream site on the Olifants River. - Water Quality Station E1H013Q01, Dept. of Water and Sanitation (DWS) 2020. WMS site ID 101899 |  | DORING |  | 158 | TREND | 1995-07-19 | Department of Water and Sanitation | -32.5958 | 19.0094
ZAF00164 |  | 102619 | South Africa | River station | Mkomazi River at Lot 931821/Camden | Higher up in the catchment before the confluence with the Elands River. - Water Quality Station U1H005Q01, Dept. of Water and Sanitation (DWS) 2020. WMS site ID 102619 |  |  |  | 933 | TREND | 1976-12-19 | Department of Water and Sanitation | -29.7442 | 29.9058
ZAF00136 |  | 102935 | South Africa | River station | Mlumati River at Lomati | Site with good data record after passing through Swaziland. - Water Quality Station X1H014Q01, Dept. of Water and Sanitation (DWS) 2020. WMS site ID 102935 |  | INCOMATI |  | 280 | TREND | 1972-03-27 | Department of Water and Sanitation | -25.6739 | 31.5753
ZAF00232 |  | 102615 | South Africa | River station | Mngazi River at Mgwenyana 22/Nmgazi | Only site available on the Mngazi River. - Water Quality Station T7H001Q01, Dept. of Water and Sanitation (DWS) 2020. WMS site ID 102615 |  |  |  | 232 | TREND | 1971-09-19 | Department of Water and Sanitation | -31.5547 | 29.2456
ZAF00130 |  | 193742 | South Africa | River station | Moganyaka Loskop Noord 12 JS - at Olifants Rivier, | Water Quality Station B3H025, Dept. of Water and Sanitation (DWS) 2020. WMS site ID 193742 |  | LIMPOPO |  | 854 | TREND | 2014-07-18 | Department of Water and Sanitation | -24.9586 | 29.3953
ZAF00110 |  | 90327 | South Africa | River station | Mokolo River at Zandrivier/Vaalwater | Water Quality Station A4H002Q01, Dept. of Water and Sanitation (DWS) 2020. WMS site ID 90327 |  | LIMPOPO |  | 1137 | TREND | 1977-12-06 | Department of Water and Sanitation | -24.2822 | 28.0903
ZAF00180 |  | 90668 | South Africa | River station | Mooi River at Hoogekraal/Kromdraai | Mooi River close to the confluence with the Vaal River. - Water Quality Station C2H085Q01, Dept. of Water and Sanitation (DWS) 2020. WMS site ID 90668 |  | ORANGE |  | 1300 | TREND | 1986-09-02 | Department of Water and Sanitation | -26.8803 | 26.965
ZAF00175 |  | 90613 | South Africa | River station | Mooi River at Witrand | Closest site downstream of the Vaal Dam. - Water Quality Station C2H001Q01, Dept. of Water and Sanitation (DWS) 2020. WMS site ID 90613 |  | ORANGE |  | 1357 | TREND | 1979-10-01 | Department of Water and Sanitation | -26.6481 | 27.0894
ZAF00258 |  | 102207 | South Africa | River station | Moordkuil River at Banff | Site low on the Moordkuil River, but far enough away from the ocean to reduce its effect. - Water Quality Station K1H005Q01, Dept. of Water and Sanitation (DWS) 2020. WMS site ID 102207 |  |  |  | 55 | TREND | 1976-11-29 | Department of Water and Sanitation | -34.0397 | 22.1333
ZAF00170 |  | 102693 | South Africa | River station | Mpambanyoni River at Umbeli Belli | Lowest site on the river. - Water Quality Station U8H003Q01, Dept. of Water and Sanitation (DWS) 2020. WMS site ID 102693 |  |  |  | 54 | TREND | 1991-10-14 | Department of Water and Sanitation | -30.274 | 30.696
ZAF00159 |  | 102600 | South Africa | River station | Mtamvuna River at Gundrift/Mtamvuna | Only site on the river, although not at the lowest point before the river discharges to the sea. - Water Quality Station T4H001Q01, Dept. of Water and Sanitation (DWS) 2020. WMS site ID 102600 |  |  |  | 637 | TREND | 1971-09-17 | Department of Water and Sanitation | -30.7339 | 29.8283
ZAF00168 |  | 102677 | South Africa | River station | Mvoti River at Mistley | High up on the Mvoti River. It is also an area in which there is a wetland. - Water Quality Station U4H002Q01, Dept. of Water and Sanitation (DWS) 2020. WMS site ID 102677 |  |  |  | 976 | TREND | 1977-06-15 | Department of Water and Sanitation | -29.1617 | 30.6297
ZAF00225 |  | 102586 | South Africa | River station | Mzimntlana River at Slangfontein/Kokstad | High up on the Mzintlava River. Possibly could reflect a less impacted background situation. - Water Quality Station T3H004Q01, Dept. of Water and Sanitation (DWS) 2020. WMS site ID 102586 |  |  |  | 1269 | BASELINE | 1971-09-17 | Department of Water and Sanitation | -30.5683 | 29.4228
ZAF00228 |  | 102590 | South Africa | River station | Mzimvubu River at Kromdraai/Inungi | Highest sample site on the Mzimvubu River. - Water Quality Station T3H008Q01, Dept. of Water and Sanitation (DWS) 2020. WMS site ID 102590 |  |  |  | 1365 | TREND | 1971-09-17 | Department of Water and Sanitation | -30.5708 | 29.1506
ZAF00227 |  | 102589 | South Africa | River station | Mzimvubu River on N2 Bridge KU-Makhala to Mount Ay | Lowest site on the Mzimvubu River (although middle reaches of the catchment). - Water Quality Station T3H007Q01, Dept. of Water and Sanitation (DWS) 2020. WMS site ID 102589 |  |  |  | 826 | TREND | 1980-01-24 | Department of Water and Sanitation | -30.8601 | 29.0712
ZAF00229 |  | 187315 | South Africa | River station | Mzintlava River at Ludiwana | Lowest site on Mzintlava River before confluence with the Mzimvubu River. - Water Quality Station T3H017Q01, Dept. of Water and Sanitation (DWS) 2020. WMS site ID 187315 |  |  |  | 393 | TREND | 2007-10-02 | Department of Water and Sanitation | -31.1043 | 29.3997
ZAF00261 |  | 87219 | South Africa | River station | Newlands 224 - on Keurbooms River | Site low on the Keurbooms River. - Water Quality Station K6H019, Dept. of Water and Sanitation (DWS) 2020. WMS site ID 87219 |  |  |  | 62 | TREND | 2008-10-15 | Department of Water and Sanitation | -33.9458 | 23.3675
ZAF00275 |  | 101917 | South Africa | River station | Nieuwkloof 198 - on Klein Berg River | Site on the Little Berg River before the confluence with the Berg River. - Water Quality Station G1H008Q01, Dept. of Water and Sanitation (DWS) 2020. WMS site ID 101917 |  |  |  | 211 | TREND | 1955-08-27 | Department of Water and Sanitation | -33.3139 | 19.0747
ZAF00162 |  | 102605 | South Africa | River station | Nkonzo River at Dronkvlei/Kleinhoek | Tributary of the Mzimkulu River. Upper part of the catchment above irrigated agricultural land. - Water Quality Station T5H005Q01, Dept. of Water and Sanitation (DWS) 2020. WMS site ID 102605 |  |  |  | 994 | BASELINE | 1971-09-15 | Department of Water and Sanitation | -29.9878 | 29.8517
ZAF00025 | 038025 | 90503 | South Africa | River station | Olifants River - at Oxford | Representative of the Olifants catchment before the effect of Phalaborwa mining effects. - Water Quality Station B7H007Q01, Dept. of Water and Sanitation (DWS) 2020. WMS site ID 90503, Hydro No. B7H007. |  | LIMPOPO |  | 376 | TREND | 1969-11-24 | Department of Water and Sanitation | -24.1839 | 30.8239
ZAF00273 |  | 186216 | South Africa | River station | Olifants River at Lutzville (Formerly E2H016) | Site low down on the Olifants River before it discharges into the ocean. - Water Quality Station E3H004, Dept. of Water and Sanitation (DWS) 2020. WMS site ID 186216 |  | DORING |  | 8 | TREND | 2002-12-11 | Department of Water and Sanitation | -31.5653 | 18.3306
ZAF00132 |  | 90512 | South Africa | River station | Olifants River at Mamba/Kruger National Park | Below the Phalaborwa Barrage and within the Kruger National Park. - Water Quality Station B7H015Q01, Dept. of Water and Sanitation (DWS) 2020. WMS site ID 90512 |  | LIMPOPO |  | 289 | TREND | 1983-10-18 | Department of Water and Sanitation | -24.0589 | 31.2372
ZAF00271 |  | 193494 | South Africa | River station | Olifants River at Visgat | Site very high up on the Olifants River. It is approximately 60km further upstream than E1H013Q01. - Water Quality Station E1H018, Dept. of Water and Sanitation (DWS) 2020. WMS site ID 193494 |  | DORING |  | 664 | BASELINE | 2013-02-27 | Department of Water and Sanitation | -33.0888 | 19.2188
ZAF00256 |  | 102183 | South Africa | River station | Olifants River at Warm Water | Lowest site on the Olifants River before the confluence with the Gouritz River. - Water Quality Station J3H011Q01, Dept. of Water and Sanitation (DWS) 2020. WMS site ID 102183 |  | GOURITZ |  | 195 | TREND | 1968-10-08 | Department of Water and Sanitation | -33.6589 | 21.7739
ZAF00129 |  | 90410 | South Africa | River station | Olifants River at Wolvekrans | Upstream of Witbank Dam and has long record. Represents Olifants and Klip Spruit. - Water Quality Station B1H005Q01, Dept. of Water and Sanitation (DWS) 2020. WMS site ID 90410 |  | LIMPOPO |  | 1514 | TREND | 1979-11-20 | Department of Water and Sanitation | -26.0064 | 29.2539
ZAF00002 | 038002 | 101824 | South Africa | River station | Orange River - at Marksdrift | On the diving line between the Upper and Lower Orange River WMAs. - Water Quality Station D3H008Q01, Dept. of Water and Sanitation (DWS) 2020. WMS site ID 101824, Hydro No. D3H008 |  | ORANGE | 99316 | 990 | TREND | 1966-03-29 | Department of Water and Sanitation | -29.1617 | 23.6964
ZAF00001 | 038001 | 101888 | South Africa | River station | Orange River - at Vioolsdrift | Water Quality Station D8H003Q01, Dept. of Water and Sanitation (DWS) 2020. WMS site ID 101888, Hydro No. D8H003. |  | ORANGE | 850530 | 171 | FLUX | 1959-02-16 | Department of Water and Sanitation | -28.7608 | 17.7303
ZAF00206 |  | 101789 | South Africa | River station | Orange River at Aliwal North | Site on the Orange River immediately downstream of the confluence with the Kraai River. - Water Quality Station D1H003Q01, Dept. of Water and Sanitation (DWS) 2020. WMS site ID 101789 |  | ORANGE |  | 1310 | TREND | 1968-06-14 | Department of Water and Sanitation | -30.6797 | 26.7125
ZAF00218 |  | 101883 | South Africa | River station | Orange River at Kakamas South/Neusberg Left Side | Site downstream of Upington. Upstream of Namibia. - Water Quality Station D7H014Q01, Dept. of Water and Sanitation (DWS) 2020. WMS site ID 101883 |  | ORANGE |  | 668 | TREND | 1995-01-02 | Department of Water and Sanitation | -28.7681 | 20.7206
ZAF00208 |  | 101793 | South Africa | River station | Orange River at Oranjedraai | Site on the Orange River after the confluence with the Kornet Spruit. - Water Quality Station D1H009Q01, Dept. of Water and Sanitation (DWS) 2020. WMS site ID 101793 |  | ORANGE |  | 1398 | TREND | 1963-03-12 | Department of Water and Sanitation | -30.3361 | 27.3594
ZAF00219 |  | 101893 | South Africa | River station | Orange River at Pella Mission | Water Quality Station D8H008Q01, Dept. of Water and Sanitation (DWS) 2020. WMS site ID 101893 |  | ORANGE |  | 315 | TREND | 1980-04-28 | Department of Water and Sanitation | -28.9636 | 19.1549
ZAF00216 |  | 101877 | South Africa | River station | Orange River at Upington | Water Quality Station D7H005Q01, Dept. of Water and Sanitation (DWS) 2020. WMS site ID 101877 |  | ORANGE |  | 798 | TREND | 1952-10-03 | Department of Water and Sanitation | -28.4608 | 21.2489
ZAF00320 |  | 90174 | South Africa | River station | PIENAARS RIVER - AT BAVIAANSPOORT | Water Quality Station A2H027Q01, Dept. of Water and Sanitation (DWS) 2020. WMS site ID 90174 |  | LIMPOPO |  | 1242 | TREND | 1967-02-08 | Department of Water and Sanitation | -25.6632 | 28.3511
ZAF00321 |  | 90160 | South Africa | River station | PIENAARS RIVER - PIENAARSRIVIER 90 JR AT KLIPDRIFT | Water Quality Station A2H006Q01, Dept. of Water and Sanitation (DWS) 2020. WMS site ID 90160 |  | LIMPOPO |  | 1082 | TREND | 1976-02-02 | Department of Water and Sanitation | -25.3806 | 28.3167
ZAF00264 |  | 101998 | South Africa | River station | Palmiet River at Farm 562-Welgemoed/Kleinmond | Lowest site on the Palmiet River before the ocean. - Water Quality Station G4H007Q01, Dept. of Water and Sanitation (DWS) 2020. WMS site ID 101998 |  |  |  | 18 | TREND | 1960-02-23 | Department of Water and Sanitation | -34.3297 | 18.9903
ZAF00188 |  | 90645 | South Africa | River station | Palmietfontein 250 - at Klipplaatdrift on Vaal Riv | Vaal River downstream of the confluence with the Vals River. The site has a logger that continuously monitors pH, EC and temperature. - Water Quality Station C2H061, Dept. of Water and Sanitation (DWS) 2020. WMS site ID 90645 |  | ORANGE |  | 1251 | TREND | 1972-05-14 | Department of Water and Sanitation | -27.3897 | 26.4639
ZAF00151 |  | 102898 | South Africa | River station | Phongolo River at Mhlati | Lowest site on the Phongolo River before the Pongolapoort Dam. Site is also downstream of significant irrigation around W4H003Q01 and W4H011Q01. - Water Quality Station W4H006Q01, Dept. of Water and Sanitation (DWS) 2020. WMS site ID 102898 |  | MAPUTO |  | 178 | TREND | 1971-01-08 | Department of Water and Sanitation | -27.3636 | 31.7833
ZAF00152 |  | 102901 | South Africa | River station | Phongolo River at Ndume Game Reserve | Lowest site on the Phongolo River before flowing into Mozambique. - Water Quality Station W4H009Q01, Dept. of Water and Sanitation (DWS) 2020. WMS site ID 102901 |  | MAPUTO |  | 29 | TREND | 1980-05-28 | Department of Water and Sanitation | -26.905 | 32.3247
ZAF00116 |  | 90168 | South Africa | River station | Pienaars River at Buffelspoort | Most downstream site on Pienaars River after Klipvoor Dam and before Crocodile. - Water Quality Station A2H021Q01, Dept. of Water and Sanitation (DWS) 2020. WMS site ID 90168 |  | LIMPOPO |  | 956 | TREND | 1971-09-27 | Department of Water and Sanitation | -25.1278 | 27.6289
ZAF00221 |  | 102522 | South Africa | River station | Potsdam Ndantsane at Mhlabati Needs Camp on Buffal | One of the lowest sites on the Buffalo River. Is influenced by the dam so the flow shouldn’t be used. - Water Quality Station R2H027, Dept. of Water and Sanitation (DWS) 2020. WMS site ID 102522 |  |  |  | 164 | TREND | 1994-06-08 | Department of Water and Sanitation | -32.9916 | 27.64
ZAF00323 |  | 102918 | South Africa | River station | R33 ROAD BRIDGE - NGWEMPISI RIVER | Dept. of Water and Sanitation (DWS) 2020. WMS site ID 102918 |  | MAPUTO |  | 1151 | TREND | 1977-05-03 | Department of Water and Sanitation | -26.6775 | 30.7019
ZAF00224 |  | 189160 | South Africa | River station | Rara 34 Collywobbles on Mbashe River | Water Quality Station T1H015Q01, Dept. of Water and Sanitation (DWS) 2020. WMS site ID 189160 |  |  |  | 441 | TREND | 2006-09-18 | Department of Water and Sanitation | -32.0006 | 28.5817
ZAF00196 |  | 90853 | South Africa | River station | Renoster River at Arriesrust | Lowest site on the Renoster River before the confluence with the Vaal River. The weir is to be upgraded. - Water Quality Station C7H006Q01, Dept. of Water and Sanitation (DWS) 2020. WMS site ID 90853 |  | ORANGE |  | 1314 | TREND | 1974-12-19 | Department of Water and Sanitation | -27.0444 | 27.005
ZAF00213 |  | 101866 | South Africa | River station | Renoster River at Leeuwenkuil | Lowest site on the Renoster River before the confluence with the Fish River (in the Northern Cape) and before the confluence with the Sak River. - Water Quality Station D5H017Q01, Dept. of Water and Sanitation (DWS) 2020. WMS site ID 101866 |  | ORANGE |  | 1029 | TREND | 1972-07-05 | Department of Water and Sanitation | -31.4369 | 20.4747
ZAF00202 |  | 90817 | South Africa | River station | Richie Klipdrift 109 - at U/S Side of Weir on Riet | Site immediately below the confluence of the Modder and Riet Rivers. - Water Quality Station C5H014, Dept. of Water and Sanitation (DWS) 2020. WMS site ID 90817 |  | ORANGE |  | 1114 | TREND | 1992-11-02 | Department of Water and Sanitation | -29.0422 | 24.6
ZAF00201 |  | 90816 | South Africa | River station | Riet River at Kromdraai/Rietwater | In the upper Riet River above the Kalkfontein Dam. - Water Quality Station C5H012Q01, Dept. of Water and Sanitation (DWS) 2020. WMS site ID 90816 |  | ORANGE |  | 1327 | TREND | 1975-12-21 | Department of Water and Sanitation | -29.6581 | 25.9733
ZAF00177 |  | 90616 | South Africa | River station | Rietspruit at Kaalplaats (Rw RV2) | Lowest site on the Riet Spruit before the confluence with the Vaal River. - Water Quality Station C2H005Q01, Dept. of Water and Sanitation (DWS) 2020. WMS site ID 90616 |  | ORANGE |  | 1429 | TREND | 1984-03-08 | Department of Water and Sanitation | -26.7297 | 27.7178
ZAF00121 |  | 90184 | South Africa | River station | Rietvalei 314 JO on Waterkloofspruit Lower Site | Water Quality Station A2H038, Dept. of Water and Sanitation (DWS) 2020. WMS site ID 90184 |  | LIMPOPO |  | 1464 | BASELINE | 1973-07-12 | Department of Water and Sanitation | -25.7341 | 27.2142
ZAF00269 |  | 102107 | South Africa | River station | Riviersonderend at Reenen | Lowest site on the Riviersonderend before the confluence with the Bree River. - Water Quality Station H6H009Q01, Dept. of Water and Sanitation (DWS) 2020. WMS site ID 102107 |  |  |  | 166 | TREND | 1973-12-04 | Department of Water and Sanitation | -34.0756 | 20.1456
ZAF00181 |  | 90681 | South Africa | River station | Rw C-B10 at Heidelberg on Blesbok Spruit | Last site on the Blesbok Spruit before the confluence with the Suikerbosrant. - Water Quality Station C2H133Q01, Dept. of Water and Sanitation (DWS) 2020. WMS site ID 90681 |  | ORANGE |  | 1519 | TREND | 1993-10-04 | Department of Water and Sanitation | -26.5103 | 28.3514
ZAF00291 |  | 90651 | South Africa | River station | SANDSPRUIT - AT LEEGTE | Water Quality Station C2H067Q01, Dept. of Water and Sanitation (DWS) 2020. WMS site ID 90651 |  | ORANGE |  | 1244 | TREND | 1974-01-21 | Department of Water and Sanitation | -27.5603 | 26.2333
ZAF00326 |  | 90467 | South Africa | River station | STEELPOORT RIVER - AT BUFFELSKLOOF | Water Quality Station B4H003Q01, Dept. of Water and Sanitation (DWS) 2020. WMS site ID 90467 |  | LIMPOPO |  | 939 | TREND | 1977-11-13 | Department of Water and Sanitation | -25.0289 | 29.8567
ZAF00294 |  | 102835 | South Africa | River station | SWART - MFOLOZI - AT RESERVE NO 12 | Water Quality Station W2H006Q01, Dept. of Water and Sanitation (DWS) 2020. WMS site ID 102835 |  |  |  | 246 | TREND | 1971-11-16 | Department of Water and Sanitation | -28.0683 | 31.55
ZAF00297 |  | 102833 | South Africa | River station | SWART - MFOLOZI - AT UMFOLOZI GAME RESERVE | Water Quality Station W2H002Q01, Dept. of Water and Sanitation (DWS) 2020. WMS site ID 102833 |  |  |  | 72 | TREND | 1984-01-03 | Department of Water and Sanitation | -28.3089 | 31.9025
ZAF00290 |  | 187594 | South Africa | River station | SWART-KEI RIVER - AT HOT FIRE HIGH CLERE | Water Quality Station S3H013, Dept. of Water and Sanitation (DWS) 2020. WMS site ID 187594 |  | GREAT KEI |  | 691 | TREND | 2003-10-28 | Department of Water and Sanitation | -32.1739 | 27.3725
ZAF00144 |  | 103022 | South Africa | River station | Sabie River at Kruger Gate - Skukuza/Kruger Nat P | Water Quality Station X3H021Q01, Dept. of Water and Sanitation (DWS) 2020. WMS site ID 103022 |  | INCOMATI |  | 283 | TREND | 1993-02-17 | Department of Water and Sanitation | -24.9675 | 31.5167
ZAF00143 |  | 103019 | South Africa | River station | Sabie River at Lower Sabie Rest Camp/Kruger Nation | Most downstream site on the Sabie River before Mozambique. - Water Quality Station X3H015Q01, Dept. of Water and Sanitation (DWS) 2020. WMS site ID 103019 |  | INCOMATI |  | 165 | TREND | 1983-10-17 | Department of Water and Sanitation | -25.1494 | 31.9406
ZAF00214 |  | 101869 | South Africa | River station | Sak River at de Kruis/Williston | One of the most downstream sites before the confluence with the Renoster River. - Water Quality Station D5H021Q01, Dept. of Water and Sanitation (DWS) 2020. WMS site ID 101869 |  | ORANGE |  | 1048 | TREND | 1991-09-28 | Department of Water and Sanitation | -31.3944 | 20.9472
ZAF00193 |  | 90801 | South Africa | River station | Sand River at Doringrivier/Bloudrif | Doring River in the vicinity of the confluence with the Sand River and is downstream of Welkom. The site has a logger that continuously monitors pH, EC and temperature. - Water Quality Station C4H017Q01, Dept. of Water and Sanitation (DWS) 2020. WMS site ID 90801 |  | ORANGE |  | 1289 | TREND | 1995-11-03 | Department of Water and Sanitation | -28.1167 | 26.7253
ZAF00142 |  | 103014 | South Africa | River station | Sand River at Exeter | Only sample site relatively high up in the Sand River. - Water Quality Station X3H008Q01, Dept. of Water and Sanitation (DWS) 2020. WMS site ID 103014 |  | INCOMATI |  | 366 | TREND | 1977-07-12 | Department of Water and Sanitation | -24.7689 | 31.39
ZAF00212 |  | 101829 | South Africa | River station | Seekoei River at de Eerste Poort | Lowest site on Seekoei River before confluence with the Orange River. - Water Quality Station D3H015Q01, Dept. of Water and Sanitation (DWS) 2020. WMS site ID 101829 |  | ORANGE |  | 1223 | TREND | 1981-02-04 | Department of Water and Sanitation | -30.5342 | 24.9619
LSO00001 |  | 101802 | Lesotho | River station | Senqu/Orange River at Mantilane/White Hill (Lesoth | Site in Lesotho. - Water Quality Station D1H035Q01, Dept. of Water and Sanitation (DWS) 2020. WMS site ID 101802 |  | ORANGE |  | 1602 | TREND | 1987-10-13 | Department of Water and Sanitation | -30.0619 | 28.5098
ZAF00128 |  | 90583 | South Africa | River station | Shingwidzi River at Kanniedood Dam Kruger National | Lowest site on the Shingwidzi River before Mozambique. - Water Quality Station B9H003, Dept. of Water and Sanitation (DWS) 2020. WMS site ID 90583 |  | LIMPOPO |  | 263 | TREND | 1984-01-20 | Department of Water and Sanitation | -23.1433 | 31.4626
ZAF00165 |  | 190361 | South Africa | River station | Shozi on Mkomazi River | Site upstream of U1H006Q01 which was closed due to being inundated as a result of a downstream dam. - Water Quality Station U1H009Q01, Dept. of Water and Sanitation (DWS) 2020. WMS site ID 190361 |  |  |  | 70 | TREND | 2009-08-13 | Department of Water and Sanitation | -30.1357 | 30.6742
ZAF00265 |  | 102017 | South Africa | River station | Sout River at Kykoedy | Middle to upper Sout River site. - Water Quality Station G5H008Q01, Dept. of Water and Sanitation (DWS) 2020. WMS site ID 102017 |  |  |  | 151 | TREND | 1965-07-30 | Department of Water and Sanitation | -34.2919 | 20.0236
ZAF00171 |  | 90585 | South Africa | River station | Sterkfontein Delangesdrift on Klip River | Last site on the Klip River before the confluence with the Vaal River. - Water Quality Station C1H002Q01, Dept. of Water and Sanitation (DWS) 2020. WMS site ID 90585 |  | ORANGE |  | 1526 | TREND | 1974-01-06 | Department of Water and Sanitation | -27.1694 | 29.2339
ZAF00176 |  | 90615 | South Africa | River station | Suikerbosrant River at Vereeniging Weir (Rw S2) | Lowest site on the Suikerbosrand River before the confluence with the Vaal River. - Water Quality Station C2H004Q01, Dept. of Water and Sanitation (DWS) 2020. WMS site ID 90615 |  | ORANGE |  | 1440 | TREND | 1984-03-22 | Department of Water and Sanitation | -26.6708 | 28.0304
ZAF00239 |  | 102392 | South Africa | River station | Sundays River at de Draay | Lowest site upstream of the Darlington Dam. - Water Quality Station N2H007Q01, Dept. of Water and Sanitation (DWS) 2020. WMS site ID 102392 |  |  |  | 274 | TREND | 1974-09-14 | Department of Water and Sanitation | -33.0944 | 25.0128
ZAF00238 |  | 102370 | South Africa | River station | Swartkops River at Uitenhage/Nivens Bridge | Lowest site before confluence with the Elands River. - Water Quality Station M1H012Q01, Dept. of Water and Sanitation (DWS) 2020. WMS site ID 102370 |  |  |  | 43 | TREND | 1995-06-30 | Department of Water and Sanitation | -33.7711 | 25.3867
ZAF00327 |  | 102440 | South Africa | River station | TEEBUS RIVER - AT JAN BLAAUWS KOP | Water Quality Station Q1H012Q01, Dept. of Water and Sanitation (DWS) 2020. WMS site ID 102440 |  | GREAT FISH |  | 1124 | TREND | 1978-02-07 | Department of Water and Sanitation | -31.57 | 25.5439
ZAF00328 |  | 102588 | South Africa | River station | TSITSA RIVER - AT N2 BRIDGE TO QUMBU | Water Quality Station T3H006Q01, Dept. of Water and Sanitation (DWS) 2020. WMS site ID 102588 |  |  |  | 798 | TREND | 1971-09-18 | Department of Water and Sanitation | -31.2369 | 28.8542
ZAF00288 |  | 102316 | South Africa | River station | TSITSIKAMMA - AT GEELHOUTBOOM | Water Quality Station K8H005Q01, Dept. of Water and Sanitation (DWS) 2020. WMS site ID 102316 |  |  |  | 63 | TREND | 1995-12-13 | Department of Water and Sanitation | -34.0964 | 24.4392
ZAF00301 |  | 102553 | South Africa | River station | TSOMO - AT WYK MADUMA TSOMO | Water Quality Station S5H002Q01, Dept. of Water and Sanitation (DWS) 2020. WMS site ID 102553 |  | GREAT KEI |  | 787 | TREND | 1971-09-20 | Department of Water and Sanitation | -32.0433 | 27.8228
ZAF00126 |  | 90539 | South Africa | River station | Tabaan State Land on Klein-Letaba | Site below the confluence of the Little Letaba and Middel Letaba Rivers and has a good data record. - Water Quality Station B8H033, Dept. of Water and Sanitation (DWS) 2020. WMS site ID 90539 |  | LIMPOPO |  | 484 | TREND | 1996-01-23 | Department of Water and Sanitation | -23.281 | 30.5431
ZAF00111 |  | 90330 | South Africa | River station | Tambotie River at Blakeney | Site high up in the Tambotie River catchment. It should be representative of a pristine state. - Water Quality Station A4H007Q01, Dept. of Water and Sanitation (DWS) 2020. WMS site ID 90330 |  | LIMPOPO |  | 907 | BASELINE | 1977-12-27 | Department of Water and Sanitation | -23.7631 | 27.9086
ZAF00247 |  | 102455 | South Africa | River station | Tarka River at Bridge Farm/Tarka Bridge (New Weir) | Lowest site on the Tarka River before the confluence with the Great Fish River. - Water Quality Station Q4H013Q01, Dept. of Water and Sanitation (DWS) 2020. WMS site ID 102455 |  | GREAT FISH |  | 818 | TREND | 1993-05-05 | Department of Water and Sanitation | -32.3139 | 25.7414
ZAF00226 |  | 102587 | South Africa | River station | Tina River on N2 Bridge to Mount Frere | Only site on the Tina River. - Water Quality Station T3H005Q01, Dept. of Water and Sanitation (DWS) 2020. WMS site ID 102587 |  |  |  | 857 | TREND | 1965-11-25 | Department of Water and Sanitation | -31.0314 | 28.8833
ZAF00253 |  | 102147 | South Africa | River station | Touws River at Okkerskraal | Lowest site on the Touws River before the confluence with the Groot River. - Water Quality Station J1H018Q01, Dept. of Water and Sanitation (DWS) 2020. WMS site ID 102147 |  | GOURITZ |  | 263 | TREND | 1982-09-30 | Department of Water and Sanitation | -33.6972 | 21.1461
ZAF00010 | 038010 | 102779 | South Africa | River station | Tugela River - at Mandini | Water Quality Station V5H002Q01, Dept. of Water and Sanitation (DWS) 2020. WMS site ID 102779, Hydro No. V5H002 |  | THUKELA | 28920 | 45 | TREND | 1971-01-13 | Department of Water and Sanitation | -29.1406 | 31.3919
ZAF00155 |  | 102695 | South Africa | River station | Tugela River at Tugela Drift/Colenso | Water Quality Station V1H001Q01, Dept. of Water and Sanitation (DWS) 2020. WMS site ID 102695 |  | THUKELA |  | 959 | TREND | 1952-10-19 | Department of Water and Sanitation | -28.7356 | 29.8206
ZAF00329 |  | 90899 | South Africa | River station | VAAL RIVER - AT DE HOOP | Water Quality Station C9H009Q01, Dept. of Water and Sanitation (DWS) 2020. WMS site ID 90899 |  | ORANGE |  | 1102 | TREND | 1971-12-09 | Department of Water and Sanitation | -28.5158 | 24.6011
ZAF00330 |  | 90589 | South Africa | River station | VAAL RIVER - AT GOEDGELUK/BLOUKOP | Water Quality Station C1H007Q01, Dept. of Water and Sanitation (DWS) 2020. WMS site ID 90589 |  | ORANGE |  | 1583 | TREND | 1974-01-16 | Department of Water and Sanitation | -26.84 | 29.7236
ZAF00302 |  | 90847 | South Africa | River station | VALS RIVER - BOTHAVILLE MOOIFONTEIN 624 - AT RIVER | Water Quality Station C6H003Q01, Dept. of Water and Sanitation (DWS) 2020. WMS site ID 90847 |  | ORANGE |  | 1262 | TREND | 1974-01-21 | Department of Water and Sanitation | -27.4 | 26.6247
ZAF00004 | 038004 | 90618 | South Africa | River station | Vaal River - at Pilgrims Estate Orkney | Water Quality Station C2H007Q01, Dept. of Water and Sanitation (DWS) 2020. WMS site ID 90618, Hydro No. C2H007 |  | ORANGE | 63437 | 1291 | TREND | 1979-05-29 | Department of Water and Sanitation | -27.0101 | 26.6981
ZAF00003 | 038003 | 101770 | South Africa | River station | Vaal River - at Schmidtsdrift (Weir) | One of the lowest sites on the Vaal River before the confluence with the Riet River. - Water Quality Station C9H024Q01, Dept. of Water and Sanitation (DWS) 2020. WMS site ID 101770, Hydro No. C9H024 |  | ORANGE |  | 1004 | TREND | 1995-06-01 | Department of Water and Sanitation | -28.7115 | 24.0729
ZAF00173 |  | 90595 | South Africa | River station | Vaal River at Nooitgedacht/Gladdedrift | Lowest site on the Vaal river before the confluence with the Waterval River. - Water Quality Station C1H012Q01, Dept. of Water and Sanitation (DWS) 2020. WMS site ID 90595 |  | ORANGE |  | 1502 | TREND | 1985-11-04 | Department of Water and Sanitation | -27.0022 | 28.7653
ZAF00182 |  | 90688 | South Africa | River station | Vaal River at Woodlands/Goose Bay Canyon | Vaal River after the confluence with the Riet Spruit. - Water Quality Station C2H140Q01, Dept. of Water and Sanitation (DWS) 2020. WMS site ID 90688 |  | ORANGE |  | 1428 | TREND | 1996-05-01 | Department of Water and Sanitation | -26.7381 | 27.5919
ZAF00178 |  | 90626 | South Africa | River station | Vaal River at de Vaal/Schoemansdrift | Water Quality Station C2H018Q01, Dept. of Water and Sanitation (DWS) 2020. WMS site ID 90626 |  | ORANGE |  | 1328 | TREND | 1972-08-01 | Department of Water and Sanitation | -26.9703 | 27.2111
ZAF00118 |  | 90203 | South Africa | River station | Vaalkop 192 JQ at Atlanta on Crocodile River | Lowest site on the Crocodile River before confluence with Pienaars River. - Water Quality Station A2H059Q01, Dept. of Water and Sanitation (DWS) 2020. WMS site ID 90203 |  | LIMPOPO |  | 958 | TREND | 1985-02-07 | Department of Water and Sanitation | -25.2064 | 27.558
ZAF00174 |  | 90597 | South Africa | River station | Villiers 492 at Flood Section on Vaal River | Site below the confluence of the Vaal and Waterval Rivers. - Water Quality Station C1H017Q01, Dept. of Water and Sanitation (DWS) 2020. WMS site ID 90597 |  | ORANGE |  | 1495 | TREND | 1975-11-16 | Department of Water and Sanitation | -27.0231 | 28.5939
ZAF00240 |  | 102422 | South Africa | River station | Voel River at Riet Vley | Bottom of the Voël River before the Darlington Dam. - Water Quality Station N3H002Q01, Dept. of Water and Sanitation (DWS) 2020. WMS site ID 102422 |  |  |  | 340 | TREND | 1978-06-06 | Department of Water and Sanitation | -33.0017 | 25.1614
ZAF00300 |  | 188223 | South Africa | River station | WILGE RIVER - AT WATERVAL | Water Quality Station B2H016, Dept. of Water and Sanitation (DWS) 2020. WMS site ID 188223 |  | LIMPOPO |  | 1166 | TREND | 2005-05-18 | Department of Water and Sanitation | -25.5788 | 29.1275
ZAF00293 |  | 102834 | South Africa | River station | WIT-MFOLOZI - AT OVERVLOED/ULUNDI | Water Quality Station W2H005Q01, Dept. of Water and Sanitation (DWS) 2020. WMS site ID 102834 |  |  |  | 465 | TREND | 1971-11-16 | Department of Water and Sanitation | -28.3383 | 31.3736
ZAF00115 |  | 188153 | South Africa | River station | Waterpoort 695 MS on Sand River | Lowest site on the Sand River before the confluence with the Brak River. 300m upstream of gaging site which it has replaced according to the Tzaneen RO. Coordinates not updated to new location! - Water Quality Station A7H010Q01, Dept. of Water and Sanitation (DWS) 2020. WMS site ID 188153 |  | LIMPOPO |  | 766 | TREND | 2008-01-25 | Department of Water and Sanitation | -22.9103 | 29.6111
ZAF00187 |  | 90885 | South Africa | River station | Wilge River at Bavaria (Flood Section) | Site in the middle reaches of the Wilge River. - Water Quality Station C8H028Q01, Dept. of Water and Sanitation (DWS) 2020. WMS site ID 90885 |  | ORANGE |  | 1571 | TREND | 1992-11-17 | Department of Water and Sanitation | -27.8028 | 28.7683
ZAF00184 |  | 90859 | South Africa | River station | Wilge River at Frankfort | Last site on the Wilge River before the Vaal Dam. The site has a logger that continuously monitors pH, EC and temperature. - Water Quality Station C8H001Q01, Dept. of Water and Sanitation (DWS) 2020. WMS site ID 90859 |  | ORANGE |  | 1504 | TREND | 1971-12-06 | Department of Water and Sanitation | -27.2739 | 28.49
ZAF00205 |  | 101788 | South Africa | River station | Wonderboom/Stormberg Spruit at Diepkloof/Burgersdo | On site on the Wonderboom Spruit before the confluence with the Orange River. - Water Quality Station D1H001Q01, Dept. of Water and Sanitation (DWS) 2020. WMS site ID 101788 |  | ORANGE |  | 1405 | TREND | 1967-02-13 | Department of Water and Sanitation | -31.0008 | 26.3531
ZAF00112 |  | 189537 | South Africa | River station | Zandpan 63 LQ at Samevloei Dam on Mokolo | Lowest site on the Mokolo River before the confluence with the Limpopo River. Access became a significant problem during 2015 due to issues of ownership and repair of the damaged impoundment behind the weir. In September 2015 samples were taken immediately upstream at the closest access location (approx. 7.6 km upstream). There have been protracted periods of no flow due to the drought. - Water Quality Station A4H014Q01, Dept. of Water and Sanitation (DWS) 2020. WMS site ID 189537 |  | LIMPOPO |  | 794 | TREND | 2008-01-24 | Department of Water and Sanitation | -23.2357 | 27.717
ZAF00117 |  | 90194 | South Africa | River station | Zwartkop 250 JQ Hoi-Hoi at Hoi-Hoi on Crocodile Ri | High up in the catchment and exposed to urbanisation. - Water Quality Station A2H050Q01, Dept. of Water and Sanitation (DWS) 2020. WMS site ID 90194 |  | LIMPOPO |  | 1370 | TREND | 1979-05-02 | Department of Water and Sanitation | -25.9914 | 27.8421
ZAF00189 |  | 90656 | South Africa | River station | at Goedgenoeg 150M U/S Orkney Bridge on Skoon Spru | Water Quality Station C2H073Q01, Dept. of Water and Sanitation (DWS) 2020. WMS site ID 90656 |  | ORANGE |  | 1287 | TREND | 1980-03-31 | Department of Water and Sanitation | -26.9847 | 26.6323

## Parameter_Metadata
Parameter Code | Parameter Name | Parameter Long Name | Parameter Group | EC Number | CAS Number | ChEBI Number | Parameter Description
Alk-Tot | Alkalinity | Total Alkalinity | /Chemical/Inorganic/Non-Metal | 207-439-9 | 471-34-1 | 3311 | Acid-neutralizing capacity of sample at the point, when all Carbonate (CO32-) and Bicarbonate (HCO3-) have reacted, reported as mg CaCO3/L.
Ca-Dis | Calcium | Calcium - Dissolved | /Chemical/Inorganic/Metal | 231-179-5 | 7440-70-2 | 22984 | Calcium fraction in an unacidified sample that pass through a 0.45 µm membrane filter.
Cl-Dis | Chloride | Chloride - Dissolved | /Chemical/Inorganic/Non-Metal |  | 16887-00-6 | 17996
DRP | Orthophosphate | Dissolved Reactive Phosphorus | /Chemical/Nutrient/Phosphorous | 604-302-9 | 14265-44-2 | 18367 | Phosphate fractions in filtered samples responding to colorimetric tests without preliminary acid-hydrolysis or oxidative digestion (largely a measure of orthophosphates), reported as phosphorus.
EC | Electrical Conductance | Electrical Conductance | /Chemical/Inorganic/Bulk Property |  |  |  | Measure of the ability of water to carry an electric current.
F-Dis | Fluoride | Fluoride - Dissolved | /Chemical/Inorganic/Non-Metal |  | 16984-48-8 | 17051 | Represents ionic fluoride.
H-Mg | Hardness | Hardness - Magnesium | /Chemical/Inorganic/Bulk Property |  |  |  | Measure of the Magnesium ion (Mg+2) concentration in water, expressed as calcium carbonate in milligrams per liter.
H-T | Hardness | Hardness - Total | /Chemical/Inorganic/Bulk Property |  |  |  | Sum of calcium hardness and magnesium hardness, expressed as calcium carbonate in milligrams per liter.
K-Dis | Potassium | Potassium - Dissolved | /Chemical/Inorganic/Metal | 231-119-8 | 9/7/7440 | 26216 | Potassium fraction in an unacidified sample that pass through a 0.45 µm membrane filter.
Mg-Dis | Magnesium | Magnesium - Dissolved | /Chemical/Inorganic/Metal | 231-104-6 | 7439-95-4 | 25107 | Magnesium fraction in an unacidified sample that pass through a 0.45 µm membrane filter.
Na-Dis | Sodium | Sodium - Dissolved | /Chemical/Inorganic/Metal | 231-132-9 | 7440-23-5 | 26708 | Sodium fraction in an unacidified sample that pass through a 0.45 µm membrane filter.
NH3N | Ammonia | Free Ammonia Nitrogen | /Chemical/Nutrient/Nitrogen | 231-635-3 | 7664-41-7 | 16134 | Un-ionized ammonia (NH3), reported as Nitrogen.
NH4N | Ammonia | Total Ammonia Nitrogen | /Chemical/Nutrient/Nitrogen | 231-635-3 | 7664-41-7 | 16134 | Combined un-ionized and ionized Ammonia (NH3 + NH4+), reported as Nitrogen
NOxN | Oxidized Nitrogen | Nitrate and Nitrite | /Chemical/Nutrient/Nitrogen | 231-783-9 | 7727-37-9 | 25555 | Nitrate nitrogen and nitrite nitrogen fractions in unfiltered samples, reported as nitrogen.
NO2N | Oxidized Nitrogen | Nitrite | /Chemical/Nutrient/Nitrogen | 233-272-6 | 14797-65-0 | 16301 | Reported as nitrogen.
NO3N | Oxidized Nitrogen | Nitrate | /Chemical/Nutrient/Nitrogen | 231-554-3 | 14797-55-8 | 17632 | Reported as nitrogen.
pH | pH | pH | /Chemical/Inorganic/Bulk Property |  |  |  | The negative logarithm of the hydrogen ion concentration, a measure of acidity or alkalinity of water soluble substances.
Sal | Salinity | Salinity | /Chemical/Inorganic/Bulk Property |  |  |  | Measure of the mass of dissolved salts in a given volume of solution.
SAR | Sodium | Sodium Adsorption Ratio | /Chemical/Inorganic/Metal | 231-132-9 | 7440-23-5 | 26708 | Ratio of sodium to the combination of calcium and magnesium.
SO4-Dis | Sulfate | Sulfate - Dissolved | /Chemical/Inorganic/Non-Metal | 604-622-9 | 14808-79-8 | 16189
TKN | Kjeldahl Nitrogen | Total Kjeldahl Nitrogen | /Chemical/Nutrient/Nitrogen | 231-783-9 | 7727-37-9 | 25555 | Organic nitrogen and total ammonia nitrogen fractions in unfiltered samples, reported as nitrogen.
TN | Total Nitrogen | Total Nitrogen | /Chemical/Nutrient/Nitrogen | 231-783-9 | 7727-37-9 | 25555 | Organic and inorganic nitrogen fractions in unfiltered samples, reported as nitrogen.
TP | Phosphorus | Total Phosphorus | /Chemical/Nutrient/Phosphorous | 231-768-7 | 7723-14-0 | 28659 | Phosphate fractions in unfiltered samples responding to colorimetric tests after oxidative digestion of the unfiltered sample (including total reactive, acid-hydrolyzable and organic phosphates), reported as phosphorus.

## Methods_Metadata
Parameter Code | Analysis Method Code | Unit | Parameter Long Name | Method Name | Method Type | Method Number | Method Source | Method Description
Alk-Tot | Alk-IR | mg/l | Total Alkalinity | Infrared Detection of CO2 | Spectroscopy | STAR 223 | Environment Canada 2007 | A filtered sample is mixed with HCl, then oxygen. The resulting CO2 is separated from the liquid phase and determined by in infrared detector.
Alk-Tot | Alk-T-COL-BCG | mg/l | Total Alkalinity | Titration Method - Color Change using Bromcresol Green as Indicator (Endpoint pH=4.5) | Titration | SM 2320 B4a | APHA 2012 | A known volume of sample aliquot is titrated with standardized HCl to the end point colour change from blue to steel grey with a pH 4.5 indicator.
Alk-Tot | Alk-T-COL-BCGMR | me/L | Total Alkalinity | Titration Method - Color Change using Bromcresol Green-Methyl Red as Indicator | Titration | SM 2320 B4a | APHA 2012 | Alkalinity is defined as the quantitative capacity of a sample to neutralise a strong acid to a selected pH. A sample is preserved in the field at 4°C. If turbid, the sample is allowed to settle. A sample aliquot is titrated at 25°C, with standard H2SO4 using the mixed bromcresol green-methyl red indicator, and the colour response is indicated as follows: above pH 5.2, greenish blue; pH 5.0, light blue with lavender grey; pH 4.8, light-grey with bluish colour; and pH 4.6, light pink. The colour changes can be verified against a calibrated pH meter under the conditions of titratilon. An indicator blank is also titrated. The results are expressed as milliequivalents per litre of CaCO3.
Alk-Tot | Alk-T-COL-MO | mg/l | Total Alkalinity | Colorimetric Titration using Methyl Orange as Indicator (Endpoint pH=3.7) | Colorimetry | SM 403 4.a | APHA 1975 | (i) Mix 100 ml of sample with two or three drops of phenolphthalein indicator in a conical flask. (For determination of lower values of alkalinity use 200 ml of sample). (ii) If no colour change is produced, the alkalinity to phenolphthalein is zero. (iii) If the sample turns pink or red, determine the alkalinity to phenolphthalein by titration with standard acid (0.02N HCl) until the pink colour just disappears.(iv) In both cases (ii) and (iii) continue the determination using the sample to which phenolphthalein has been added.(v) Add a few drops of methyl orange indicator.(vi) If the sample turns orange without the addition of acid, the total alkalinity is zero.(vii) If the sample turns yellow, titrate with standard acid until the first perceptible colour change towards orange takes place.
Alk-Tot | Alk-T-D1067-B | mg/l | Total Alkalinity | Electrometric or Color-Change Titration | Titration | D1067 B | ASTM 1971 | A sample is preserved in the field at 4°C. If turbid, the sample is allowed to settle. A known volume of the sample aliquot is titrated with standardized H2SO4 or HCl to the methyl purple end point of pH=4.8 -5.4 calibrated for 25°C. Methyl purple indicator is used with a blue water-soluble dye to sharpen the end point. An indicator blank is also titrated. Alternatively, one can use methyl red indicator to a pH 4.8 end point [Japan method], or methyl red to a pH 5.4 end point [Russian method], or bromophenol blue measured colourimetrically at 600 nm [South Africa].
Alk-Tot | Alk-T-POT-Auto | mg/l | Total Alkalinity | Potentiometric Titration using Titroprocessor (Endpoint not defined) | Titration | ENV 373 | Environment Canada 1995 | The total alkalinity is a measure of all hydroxides, carbonates and bicarbonates present in the water sample. Total alkalinity is determined in a whole water sample by potentiometric titration of a sample aliquot with a standard solution of sulphuric acid. This method employs an automated titrator which makes incremental additions of titrant to the sample and plots a titration curve. The titration curve is a plot of pH vs volume of titrant added. The endpoint of the titration is determined by analysis of the titration curve using a first derivative function to find the inflection point (curve changes from concave to convex or vice versa). The inflection point represents the stoichiometric equivalence point for the neutralization of the carbonates and other bases present. The total alkalinity is given by the equation F*X, where X= ml of acid needed to titrate to the inflection point and F is a factor derived from standardization of the acid. The factor F, incorporates the concentration of the acid used in the titration, the volume of sample analyzed and the conversion of the units to mg/L CaCO3.
Alk-Tot | Alk-T-POT-GRN | mg/l | Total Alkalinity | Gran Titration | Titration | ENV 372 | Environment Canada 1995 | The Gran Function employs an algorithm to determine inflection points from titration curves that are not well defined. The titration curves of low ionic strength soft waters and precipitation samples fall into this category. Total alkalinity of these samples is determined by titration with sulphuric acid employing an automatic titrator which makes incremental addition of titrant and plots a titration curve of pH against volume of titrant. Add 0.25mL 1 N KCl to 100mL of sample, then titrate to pH 3.7 with 0.001N HCl. ~r~n To use the Gran function, small increments of acid are added beyond the expected inflection point. Record both the incremental volumes added, and the corresponding pH. The volume corrected H+ concentration is plotted against the volume of added acid. The alkalinity is determined from extrapolation of the linear portion of the curve on the abscissa. Total alkalinity is given by the equation F*X, where X= ml of acid needed to titrate to the inflection point and F is a factor derived from standardization of the acid. The factor F incorporates the concentration of the acid used in the titration, the volume of sample analyzed, and the conversion of the units to mg/L CaCO3. The results of this titration, which is suitable only for very "soft" waters, may be either positive or negative.
Alk-Tot | Alk-T-POT-PTC | me/L | Total Alkalinity | Titration Method - Potentiometric Titration Curve | Titration | SM 2320 B.4b | APHA 2012 | Alkalinity is defined as the quantitative capacity of a sample to neutralise a strong acid to a selected pH. Select sample aliquot size (adjust to room temperature: 25°C) and normality of titrant. Add standard acid in increments of 0.5 mL or less, mix thoroughly; as the end point approaches, make smaller additions of acid and be sure the pH has reached equilibrium before adding more titrant. Titrate to pH of 3.7. Construct a titration curve by plotting the observed pH against the cumulative millilitres of titrant used. A smooth curve showing one or more inflections should be obtained (an erratic curve may indicate that equilibrium was not reached between successive additions). Results expressed as milliequivalent per litre of CaCO
Alk-Tot | Alk-T-POT-TE-Auto | mg/l | Total Alkalinity | Two Endpoint Potentiometric Titration using Titroprocessor (Endpoints pH=4.5-4.2) | Titration | NAQ 10101 | Environment Canada 1974 | Alkalinity is defined as the quantitative capacity of a sample to neutralise a strong acid to a selected pH. A sample is preserved in the field at 4°C. If turbid, the sample is allowed to settle. A known volume of the sample aliquot is titrated with a standardized solution of H2SO4 (or HCl), to pH=4.5 then to pH=4.2, using an automatic titrator and a pH meter calibrated for 25°C. The total alkalinity is found from both titration volumes. A two endpoint technique is employed to determine the actual inflection point.
Alk-Tot | Alk-T-POT-4.5-Auto | mg/l | Total Alkalinity | Titration Method - Potentiometric Titration to preselected pH using Titroprocessor (Endpoint pH=4.5) | Titration | SM 2320 B4c | APHA 2012 | If turbid, the sample is allowed to settle. An aliquot of the sample is then titrated with standard H2SO4 or HCL to pH 4.5 using an automatic titration system and a pH meter.
Ca-Dis | FAAS-AAc-D | mg/l | Calcium - Dissolved | Direct Air-Acetylene Flame Atomic Absorption Spectrometry (Magnesium) | Spectroscopy | SM 3111 B | APHA 2012 | A sample is filtered in the field through a 0.45 µm membrane filter and preserved at 4°C. A LaCl3 solution is added to the sample aliquot, mixed and aspirated. The absorbance is measured spectrometrically at 422.7 nm and compared to identically-prepared standard and blank solutions, using an air-acetylene reducing flame. Note: With precipitation samples, a decanted aliquot of the unshaken, unfiltered sample is normally taken for analysis.
Ca-Dis | FAAS-AAc-D-NA | mg/l | Calcium - Dissolved | Direct Air-Acetylene Flame Atomic Absorption Spectrometry with HNO3 Digestion | Spectroscopy | SM 3111 B | APHA 2012 | The sample is passed through a 0.45µ membrane filter. The sample is digested with HNO3. A sample aliquot is mixed with a standard LaCl3 solution. The solution is aspirated. The absorption at the 422.7 nm wavelength is measured spectrometrically and compared with those of a reagent blank and standard solution. An acetylene-air reducing flame is used. The autoanalysis unit consisting of an automated sampler, manifold and transmission delay line are incorporated so that the sample is diluted. The magnitude of the dilution is proportioned to the diameter of the auxiliary pump line.
Ca-Dis | FAES-NAc-D | mg/l | Calcium - Dissolved | Direct Nitrous Oxide-Acetylene Flame Atomic Emission Spectrometry | Spectroscopy | SM 3111 D | APHA 2012 | A sample is filtered in the field through a 0.45 µm membrane filter and preserved at 4°C. The sample aliquot is aspirated in a flame and the emission is measured at 422.6 nm and compared to identically-prepared standard and blank solutions, using nitrous oxide-acetylene flame.
Ca-Dis | IC-CSC | mg/l | Calcium - Dissolved | Ion Chromatography with Chemical Suppression of Eluent Conductivity | Chromatography | ISO 14911 | ISO 1998 | A sample is filtered in the field through a 0.45 µm membrane filter and preserved at 4°C. The sample aliquot is injected into an eluent stream, passed through separator and suppressor columns packed with low capacity cation exchange. The calcium is separated, based on its affinity for the exchange sites, and the background conductivity of the eluent is reduced negligibly. The concentration is measured by conductivity and identified by its retention time. The sample is compared to identically-prepared standard and blank solutions. Ions with similar retention time and large concentration of adjacent cations can interfere. Dilution of sample usually removes these interferences. Particulate matter can clog the separator column, causing sluggish instrument performance.
Ca-Dis | ICP-AES | mg/l | Calcium - Dissolved | Inductively Coupled Plasma (ICP) Method | Spectroscopy | SM 3120 B | APHA 2012 | A sample is filtered in the field through a 0.45 µm membrane filter and preserved at 4°C. The sample aliquot is aspirated and the emission is measured at 317.9 nm and compared to identically-prepared standard and blank solutions.
Ca-Dis | ICP-AES-Xtr | mg/l | Calcium - Dissolved | Inductively Coupled Plasma (ICP) Method (Extractable/Recoverable Metals) | Spectroscopy | SM 3120 B, 3030 C | APHA 2012 | A sample is filtered in the field through a 0.45 µm membrane filter and preserved at 4°C. The sample aliquot is aspirated from an autosampler. The emission is measured at 317.9 nm and compared to identically-prepared standard and blank solutions.
Ca-Dis | ICP-MS | mg/l | Calcium - Dissolved | Inductively-Coupled Plasma Mass Spectrometry | Spectroscopy | SM 3125 B | APHA 2012 | A water sample is filtered through a glass fiber filter (GF/F) heat-treated at 400°C in advance, and used as a test solution. Concentrations of the target substances (Ca) in the sample are adjusted with purified water to fall within the range (0.0006-0.06mg/L). A total of 1 part of nitric acid (i.e. including that added at the time of the sample collection) are added per 100 parts of the sample, and the sample is then gently heated until the solution volume becomes less than 90% of the original volume. After cooling, 1 part of internal standard mixture is added to 10 parts of the sample. Additionally, purified water is added to bring the solution up to a known volume, and this is used as the test solution. The test solution is introduced into an ICP-MS and the ion intensities at the mass numbers of metals of interest as well as the internal standard substance are measured. A series of standard solutions are prepared and handled in exactly the same way as the test solution in order to prepare calibration curves based on the relationships between metal concentration and ion intensity ratio for each metal.
Ca-Dis | T-COL-EDTA-EBS | mg/l | Calcium - Dissolved | Colorimetric Titration with EDTA using Eriochrome Blue Se as Indicator | Titration | SM 3500-Ca B | APHA 2012 | Titration with ethylenediaminetetraacetic acid (EDTA) and Eriochrome blue Se, as indicator.
Ca-Dis | T-COL-EDTA-HNB | mg/l | Calcium - Dissolved | Colorimetric Titration with EDTA using Hydroxy Naphthol Blue as Indicator | Titration | SM 3500-Ca B | APHA 2012 | A sample is filtered in the field through a 0.45 µm membrane filter and preserved at 4°C. The pH of the sample aliquot is adjusted between 12 and 13, with a 1 N NaOH solution, to precipitate the magnesium to its hydroxide form. Add Calver II (See Appendix 8) indicator and titrate the aliquot with a standardised EDTA (disodium dihydrogen ethylenediamine tetraacetate) solution. The colour changes from pink to purple when the calcium is removed. The samples are compared to identically-prepared standard and blank solutions. Interferences: Total heavy metal ion concentration of 0.5 mg/L.
Cl-Dis | Cl-IC-IE | mg/l | Chloride - Dissolved | Ion Exchange | Chromatography |  |  | A sample is filtered in the field through a 0.45 µm membrane filter and preserved at 4°C. The sample aliquot is split in two fractions, each being passed through an ion exchange column. In Column 1, a strong acid cation resin exchanges the sample aliquot cations for H ions. The H ion concentration in the effluent is equivalent to Cl + SO4 ion concentrations and is measured by conductivity. Column 2 contains a two-step resin bed. In the first stage, the sample aliquot cations are exchanged for Ag ions to precipitate the Cl ions as AgCl. In the second stage, the Ag ions are exchanged for H ions. The resulting effluent is identical to that of Column 1 except that HCl has been removed. Thus the H ions concentration, measured by conductivity, in the effluent from Column 2 is equivalent to SO4 ions concentration. The difference in H ion concentration is calculated by subtracting Column 2 from Column 1 and is equivalent to Cl ion concentration. The conductance measurements are compared to identically-prepared standard and blank solutions.~r~n Interference: Corrections must be made when NO3, PO4 and F- ions are present in significant amounts.~r~n At 10 mg/L Cl ions level the standard deviation was 0.15 mg/L.~r~n The method detection limit is 1.0 mg/L
Cl-Dis | Cl-ISE | mg/l | Chloride - Dissolved | Specific Ion Electrode | Electrochemical Analysis |  |  | A sample is filtered in the field through a 0.45 µm membrane filter and preserved at 4°C. The sample aliquot is mixed with an ionic strength adjustor and read on a calibrated specific ion meter. The sample aliquot is consistently and slowly stirred and the Cl ion concentration is read at the same temperature as the standard solutions (a difference of 1°C will result in a 2% error) and compared to identically-prepared standard and blank solutions (the electrode should be calibrated hourly to ensure reproducibility).~r~n Interference: Temperature differences between sample aliquot and standard solutions must be carefully controlled.~r~n A surface layer of silver may be formed by reducing salts when the electrode needs to be polished. Mercury must be absent, and complexing chloride agents reduce the chloride concentration, as only free ions are measured.~r~n The method detection limit is 1.0 mg/L.
Cl-Dis | COL-SCN-Auto | mg/l | Chloride - Dissolved | Automated Ferricyanide Method | Colorimetry | SM 4500-Cl-E | APHA 2012 | A sample is filtered in the field through a 0.45 µm membrane filter and preserved at 4°C. The method is based on the displacement of thiocyanate ion (SCN) from mercuric thiocyanate by chloride ion and the subsequent reaction of the liberated thiocyanate with ferric ion, from an acidified (nitric acid) ferric ammonium sulphate solution, forming a coloured complex with ferric thiocyanate. This colour is proportional to the original chloride concentration and is measured spectrometrically at 480 nm. The sample is compared to identically-prepared standard and blank solutions.
Cl-Dis | IC-CSC | mg/l | Chloride - Dissolved | Ion Chromatography with Chemical Suppression of Eluent Conductivity | Chromatography | ISO 14911 | ISO 1998 | A sample is filtered in the field through a 0.45 µm membrane filter and preserved at 4°C. The sample aliquot is injected into an eluent stream, passed through separator and suppressor columns packed with low capacity anion exchange resin. The chloride is separated, based on its affinity for the exchange sites, and the background conductivity of the eluent is reduced to a negligible level by being converted to its acid form. The concentration is measured by conductivity and identified by its retention time. The sample is compared to identically-prepared standard and blank solutions. Interferences from ions with similar retention time and large concentration of an adjacent anion are usually removed by dilution; particulate matter can clog the separator column, causing sluggish instrument performance.
Cl-Dis | T-COL-AgNO3 | mg/l | Chloride - Dissolved | Argentometric Method | Titration | SM 4500-Cl-B | APHA 1998 | A sample is filtered in the field through a 0.45 µm membrane filter and preserved at 4°C. If a sample aliquot is highly coloured, add Al(OH)3 suspension, mix, let settle and filter; if sulphide, sulphite or thiosulphate is present, add H2O2 and stir for one minute. The pH of the sample should be between 7 and 10 (if not, adjust with diluted sulphuric acid or sodium hydroxide). Titrate with a standardised silver nitrate solution, using potassium chromate (See Appendix 8) as an indicator, to a pinkish yellow end point and compare to identically-prepared standard and blank solutions. Interference: Bromide, cyanide and iodide interfere as equivalent chloride concentrations; soluble reactive phosphorus in excess of 25 mg/L precipitates as silver phosphate; iron greater than 10 mg/L masks the end point. Calculation: mg/L Cl = (A - B) x N x 35.450/mL sample.
Cl-Dis | T-COL-Hg-NO3-2 | mg/l | Chloride - Dissolved | Mercuric Nitrate Method | Titration | SM 4500-Cl-C | APHA 2012 | A sample is filtered in the field through a 0.45 µm membrane filter and preserved at 4°C. If the total alkalinity of the sample aliquot is < 150 mg/L, add a diphenylcarbazone-acidifier indicator (see Appendix 8) and 10 mg of sodium bicarbonate to bring the pH to 2.5 ± 0.1 (error of about 1% per 0.1 pH unit change) and titrate with a standardized mercuric nitrate solution to a blue colour end-point. The measurements are then compared to identically-prepared standard and blank solutions. For high chloride concentrations, dilute the sample aliquot (use no more than 5 mL of titrant), add 0.5 mL of mixed indicator (See Appendix 8) and agitate (the colour should be purple). Add 0.1 N nitric acid dropwise until colour turns to yellow and titrate with standardized mercuric nitrate to the first permanent dark purple colour. The measurements are then compared to identically-prepared standard and blank solutions. Interference: Bromide and iodide are also titrated with mercuric chloride; chromate, ferric and sulphite ions interfere if the concentration is greater than 10 mg/L
Cl-Dis | T-POT-AgNO3 | mg/l | Chloride - Dissolved | Potentiometric Method | Titration | SM 4500-Cl-D | APHA 2012 | 4°C. Neutralise the sample aliquot with nitric acid and add 2.0 mL in excess. Measure, by potentiometric titration, using a silver nitrate solution with a calibrated glass and silver-silver chloride electrode system. An electronic voltmeter detects the change in potential between the electrodes. The end point of the titration is when the instrument reads the greatest change in voltage for a small and consistent addition of silver nitrate (if the exact end point cannot be determined, plot the differential titration curve to inspect the data: plot the change in instrument reading for equal increments against the volume of silver nitrate added). Interference: Bromide and iodide are titrated as chloride; ferricyanide causes high results and needs to be removed; chromate and dichromate should be reduced to chromic state; iron interferes if present in concentration greater than chloride.
DRP | COL-AA | mg/l | Dissolved Reactive Phosphorus | Ascorbic Acid Method | Colorimetry | SM 4500-P E | APHA 2012 | Pipet 50.0mL sample into a test tube or 125mL Erlenmeyer flask. Add 0.05mL phenolphthalein indicator. If a red colour develops ad 5N H2SO4 solution dropwise to discharge the colour. Add 8.0mL combined reagent and mix thoroughly. After 10 min but no more than 30 min, measure absorbance of each sample at 880 nm, using reagent blank as the reference solution.
DRP | COL-SnCl | mg/l | Dissolved Reactive Phosphorus | Stannous Chloride Method | Colorimetry | SM 4500-P D | APHA 2012 | A sample is preserved in the field at 4°C (if not analysed immediately). The sample aliquot is mixed with ammonium molybdate to form the heteropoly molybdophosphoric acid and is reduced with stannous chloride, in an aqueous sulphuric acid medium, at 30°C, to form a molybdenum blue complex. The resulting blue colour is measured spectrometrically at 660 nm, and compared to identically-prepared PO4 standard and blank solutions. Interferences: Hg, at concentration of 1 mg/L, and As also interfere with the stannous chloride reagent.
DRP | IC-CSC | mg/l | Dissolved Reactive Phosphorus | Ion Chromatography with Chemical Suppression of Eluent Conductivity | Chromatography | ISO 14911 | ISO 1998 | A sample is filtered in the field through a 0.2 µm membrane filter. The sample aliquot is injected into an eluent stream, pumped through a separator column packed with anion exchange resin in the form of CO32-/HCO3-. The nitrate is separated, based on its affinity for the exchange sites of the resin bed. A suppressor reduces the background conductivity of the eluent and the concentration of phosphate is measured using a conductivity detector. The anion is identified by its retention time and its concentration by its peak height or area and compared to identically-prepared standard and blank solutions. Sample concentrations exceeding the linear range are diluted and re-run.
EC | EC-CAL | µS/cm | Electrical Conductance | Calculated Theoretical Conductivity | Calculation | ENV 2355 | Environment Canada 2007
EC | EC-CND | µS/cm | Electrical Conductance | Electrometer at 20°C | Electrochemical Analysis |  |  | Specific Conductance of a solution is the ability of the solution to carry electric current and has some relationship to the Total Ionic Concentration of the solution. The sample temperature is brought to 20°C and the aliquot is measured electrometrically.
EC | EC-CND-FLD | µS/cm | Electrical Conductance | Conductivity Meter - Field measurement | Electrochemical Analysis
EC | EC-CND-Ni | µS/cm | Electrical Conductance | Conductivity-Temperature Meter using Nickel Electrode (at 25°C) | Electrochemical Analysis | ENV 33 | Environment Canada 2007 | Specific conductance is measured in situ with a battery operated Conductivity-Temperature Meter, employing nickel electrodes in the four-electrode configuration with integral temperature sensor- compensator and internal calibration standards. The accuracy is ±2.5%.
EC | EC-CND-Pt | µS/cm | Electrical Conductance | Laboratory Method using Platinum Electrode (at 25°C) | Electrochemical Analysis | SM 2510 B | APHA 2012 | Specific Conductance of a solution is the ability of the solution to carry electric current and has some relationship to the Total Ionic Concentration of the solution.~r~n The specific conductance is measured, using a radiometer CDM 83, automatic ranging conductivity meter and a radiometer type CDC 334 jacketed platinum electrode. A one-gallon water bath, with a HAAKE Model E52 temperature controller/circulation pump (or equivalent), accurately maintains the temperature bath at 25°C (± 0.1°C) and continually circulates water through the cell jacket. The sample aliquot is drawn into the conductivity cell via a vacuum and specific conductivity is read directly from the meter after a fifteen second temperature stabilization period. The radiometer is calibrated on a per use basis.~r~n The method detection limit is 0.2 µS/cm.~r~n 1 umho/cm = 1 µsie/cm. 1 µS/cm
EC | EC-CND-Pt-AMB | µS/cm | Electrical Conductance | Laboratory Method using Platinum Electrode (at Ambient Temperature) | Electrochemical Analysis | SM 2510 B | APHA 2012 | Specific conductance is measured by a conductivity meter with Pt electrodes at the sample temperature (uncorrected).
EC | FCS-CND | µS/cm | Electrical Conductance | Field Conductivity Sensor | Electrochemical Analysis | NFM 6.3 | USGS 1998 | In situ measurement generally is preferred for determining the conductivity of surface water; downhole or flowthrough-chamber measurements are preferred for ground water
F-Dis | COL-AFBL | mg/l | Fluoride - Dissolved | Complexone Method | Colorimetry | SM 4500-F-E | APHA 2012 | The photometric method is based on the colourimetric reaction between fluoride and lanthanum-alizarin reagent. The sample aliquot is buffered to pH of 4.5 and the lanthanum-alizarin reagent is added to form a stable complex with fluoride (residual chlorine is removed by acetic acid addition). The photometer provides a light path of at least 1 cm and the optical density is read at 620-622 nm. Read 30-60 minutes after the addition and mixing of reagents and compare to identically-prepared standard and blank solutions.
F-Dis | COL-SPADNS | mg/l | Fluoride - Dissolved | SPADNS Method | Colorimetry | SM 4500-F-D | APHA 2012 | Colourimetric detection with SPADNS on an autoanalyzer
F-Dis | F-ISE | mg/l | Fluoride - Dissolved | Ion-Selective Electrode Method (Fluoride) | Electrochemical Analysis | SM 4500-F G | APHA 2012 | A sample is preserved in the field at 4°C. A sample aliquot is mixed with a Total Ionic Strength Adjustment Buffer (TISAB) solution and compared to identically-prepared standard and blank solutions, using a calibrated specific ion meter. The F ion concentration of the sample is read directly and corrected to 25°C
F-Dis | F-ISE-FIA | mg/l | Fluoride - Dissolved | Ion-Selective Electrode Flow Injection Analysis (Fluoride) | Electrochemical Analysis | SM 4500-F G | APHA 2012 | A sample is preserved in the field at 4°C. Fluoride is determined potentiometrically in a flow-through system using a specific ion combination electrode and a digital millivolt meter. A strip chart recorder and a printer provide continuous monitoring of the electrode output and automatic printout of the potential at optimum peak heights
F-Dis | IC-CSC | mg/l | Fluoride - Dissolved | Ion Chromatography with Chemical Suppression of Eluent Conductivity | Chromatography | ISO 14911 | ISO 1998 | A whole water sample is filtered through a 0.45 um membrane filter. The analysis of fluoride on an aliquot of the filtrate is conducted by ion chromatography and determined in conjunction with other anions. The ions of interest are separated based on the affinity for the exchange sites of the resin bed. The sample is then pumped through the suppressor which reduces the background conductivity of the eluent to a negligible level by converting the anions in the sample to their respective acid forms (HF, HCl, HNO3, and H2SO4). The concentrations of these separated anions are determined by measuring their respective conductivities using a conductivity detector. Anions are identified by their retention times compared to known standards
H-Mg | H-T-CALC-Ca-Mg | mg/l | Hardness - Magnesium | Hardness by Calculation | Calculation | SM 2340 B | APHA 2012
H-T | H-T-CALC-Ca-Mg | mg/l | Hardness - Total | Hardness by Calculation | Calculation | SM 2340 B | APHA 2012 | Total Hardness as mg CaCO3/L = 2.497 * Ca [mg/L] + 4.117 * Mg [mg/L]
H-T | H-T-COL-PHOT | mg/l | Hardness - Total | Palintest Photometer Method - Total Hardness (HARDICOL) | Colorimetry | PHOT.15.AUTO | PALINTEST 2013 | Under the controlled conditions of the test, calcium and magnesium ions react with Hardicol indicator to produce a purple coloration. Filter sample if necessary to obtain a clear solution. Fill test tube with sample to the 10 ml mark. Add one Hardicol No.1 tablet, crush and mix to dissolve. Add one Hardicol No.2 tablet, crush and mix to dissolve. Ensure all particles are completely dissolved. Stand for two minutes to allow full colour development. Take photometer reading in usual manner.~r~n Testing range is 0 - 500 mg/l CaCO3
H-T | T-COL-EDTA-EBT | mg/l | Hardness - Total | Colorimetric Titration with EDTA using Eriochrome Black T as Indicator | Titration | SM 2340 C | APHA 2012 | If turbid, the sample aliquot is filtered through a 0.45 µm membrane filter. The titration method depends on the ability of the ethylenediamine tetraacetic acid (EDTA) and its sodium salts to form stable unionised complexes with calcium and magnesium ions. A buffer solution (NH4Cl, NH4OH, and Mg salt of EDTA) is added to a sample aliquot to adjust the pH between 10.1 - 10.2, followed by an indicator (Eriochrome Black T) (See Appendix 8) forming a pink complex. Upon titration, the EDTA removes the calcium and magnesium from the complex dye and changes the solution to its original blue colour as an end point.
H-T | T-COL-TriplexIII | mg/l | Hardness - Total | Total Hardness Test: titrimetric with titration pipette MColortest | Titration | 108047 | Merck 2013 | Calcium and magnesium ions react with an indicator to form a red complex compound. The indicator is released from this compound by titration with a solution of ethylenedinitrilotetraacetic acid disodium salt dihydrate (Titriplex III). At the titration end-point the color changes to green. The total hardness is determined from the consumption of titration solution.
K-Dis | FAAS-AAc-D | mg/l | Potassium - Dissolved | Direct Air-Acetylene Flame Atomic Absorption Spectrometry (Magnesium) | Spectroscopy | SM 3111 B | APHA 2012 | A sample is filtered in the field through a 0.45 µm membrane filter and preserved at 4°C. The sample aliquot, mixed with an alkaline salt to overcome the ionisation effect, is aspirated through a burner head, measured spectrometrically at a wavelength of 766.5 nm and compared to identically-prepared standard and blank solutions, using an air-acetylene oxidizing flame.
K-Dis | FPD | mg/l | Potassium - Dissolved | Flame Photometric Detection | Spectroscopy | SM 3500-K/Na B | APHA 2012 | A sample is filtered in the field through a 0.45 µm membrane filter and preserved at 4°C. The sample aliquot is mixed with a lithium nitrate solution, as an internal standard, and aspirated into a flame photometer at the wavelength of 768 nm and compared to the internal standard at 671 nm and compared to identically-prepared standard and blank solutions, using a propane and air flame. Note: In the case of precipitation samples, a decanted aliquot of the unshaken, unfiltered sample is normally taken for analysis
K-Dis | IC-CSC-JSA1998 | mg/l | Potassium - Dissolved | Ion Chromatography with Chemical Suppression of Eluent Conductivity (JSA 1998) | Chromatography | JIS K 0102 49.3 | JSA 1998 | A sample is filtered in the field through a 0.45 µm membrane filter and preserved at 4°C. The sample aliquot is injected into an eluent stream, passed through separator and suppressor columns packed with low capacity cation exchange. The potassium is separated, based on its affinity for the exchange sites, and the background conductivity of the eluent is reduced to a negligible amount. The concentration is measured by conductivity and identified by its retention time. The sample aliquot is compared to identically-prepared standard and blank solutions. Interference of ions with similar retention time and large concentration of an adjacent cation can interfere. Dilution of sample usually removes these interferences. Particulate matter can clog the separator column, causing sluggish instrument performance.
K-Dis | ICP-AES | mg/l | Potassium - Dissolved | Inductively Coupled Plasma (ICP) Method | Spectroscopy | SM 3120 B | APHA 2012 | A sample is filtered in the field through a 0.45 µm membrane filter and preserved at 4°C. The sample aliquot is aspirated and the emission is measured at 766.5 nm and compared to identically-prepared standard and blank solutions.
K-Dis | ICP-AES-ENV440 | mg/l | Potassium - Dissolved | Inductively Coupled Plasma (ICP) Method (Environment Canada 1995) | Spectroscopy | SM 3120 B | APHA 2012 | The sample is passed through a 0.45µ membrane filter and preserved with 2 mL HNO3 per litre. Following open-vessel digestion with HNO3/HCl, the digest emission is measured spectrophotometrically at 766.5 nm.
K-Dis | ICP-AES-Xtr | mg/l | Potassium - Dissolved | Inductively Coupled Plasma (ICP) Method (Extractable/Recoverable Metals) | Spectroscopy | SM 3120 B, 3030 C | APHA 2012 | A sample is filtered in the field and preserved at 4°C. The sample aliquot is aspirated from an autosampler. The emission is measured at 766.5 nm and compared to identically-prepared standard and blank solutions.
K-Dis | ICP-MS | mg/l | Potassium - Dissolved | Inductively-Coupled Plasma Mass Spectrometry | Spectroscopy | SM 3125 B | APHA 2012
Mg-Dis | COL-MBD-Auto | mg/l | Magnesium - Dissolved | Colorimetric Method with Magnesium Blue Dye and Autoanalyzer | Colorimetry | ENV 466 | Environment Canada 1995 | Mg is precipitated in alkaline solution and magnesium blue dye absorbed in the presence of a wetting agent and suspended material.
Mg-Dis | FAAS-AAc-D | mg/l | Magnesium - Dissolved | Direct Air-Acetylene Flame Atomic Absorption Spectrometry (Magnesium) | Spectroscopy | SM 3111 B | APHA 2012 | A sample is filtered in the field through a 0.45 µm membrane filter and preserved at 4°C. The sample aliquot is mixed with a LaCl3 solution and aspirated in an air-acetylene reducing flame. The absorbance is measured spectrometrically at 285.2 nm and compared to identically-prepared standard and blank solutions.Note: In the case of precipitation samples, a decanted aliquot of the unshaken, unfiltered sample is normally taken for analysis.
Mg-Dis | FAAS-AAc-D-NA | mg/l | Magnesium - Dissolved | Direct Air-Acetylene Flame Atomic Absorption Spectrometry with HNO3 Digestion | Spectroscopy | SM 3111 B | APHA 2012 | The sample is digested with HNO3. A sample aliquot is mixed with a standard LaCl3 solution. The solution is aspirated. The absorption at the 285.2 is measured spectrometrically and compared with those of a reagent blank and standard Mg solution. An acetylene-air reducing flame is used. The autoanalysis unit consisting of an automated sampler, manifold and transmission delay line are incorporated so that the sample is diluted. The magnitude of the dilution is proportioned to the diameter of the auxiliary pump line.
Mg-Dis | IC-CSC | mg/l | Magnesium - Dissolved | Ion Chromatography with Chemical Suppression of Eluent Conductivity | Chromatography | ISO 14911 | ISO 1998 | A sample is filtered in the field through a 0.45 µm membrane filter and preserved at 4°C. The sample aliquot is injected into an eluent stream, pumped through two columns (separator and suppressor columns) before being detected by a conductivity meter. The sample concentration is compared to the peak height or area and retention time of identically-prepared standard and blank solutions.
Mg-Dis | ICP-AES | mg/l | Magnesium - Dissolved | Inductively Coupled Plasma (ICP) Method | Spectroscopy | SM 3120 B | APHA 2012 | A sample is filtered in the field through a 0.45 µm membrane filter and preserved with dilute mineral acid. The sample aliquot is aspirated and the emission is measured at 279.5 nm and compared to identically-prepared standard and blank solutions.
Mg-Dis | ICP-AES-Xtr | mg/l | Magnesium - Dissolved | Inductively Coupled Plasma (ICP) Method (Extractable/Recoverable Metals) | Spectroscopy | SM 3120 B, 3030 C | APHA 2012 | A Sample is filtered in the field through a 0.45 µm membrane filter and preserved with nitric acid. The sample aliquot is concentrated appropriately and aspirated from an autosampler. The emission is measured at 279.5 nm and compared to identically-prepared standard and blank solutions.
Mg-Dis | ICP-MS | mg/l | Magnesium - Dissolved | Inductively-Coupled Plasma Mass Spectrometry | Spectroscopy | SM 3125 B | APHA 2012 | A sample is filtered in the field through a 0.45 µm membrane filter and preserved at 4°C. The sample aliquot is injected into an eluent stream, pumped through two columns (separator and suppressor columns) before being detected by a conductivity meter. The sample concentration is compared to the peak height or area and retention time of identically-prepared standard and blank solutions.
Mg-Dis | Mg-CALC-H-Ca | mg/l | Magnesium - Dissolved | Calculation Method (Mg) | Calculation | SM 3500-Mg B | APHA 2012 | A sample is preserved in the field at 4°C. The magnesium concentration in the sample aliquot is calculated from the values of the Total Hardness (determined by EDTA titration) and Calcium Dissolved. Total Hardness (TH): The pH of a sample aliquot is adjusted to 10.0 ± 0.1 with a NaOH solution; an indicator (Eriochrome Black T) is added and the aliquot is slowly titrated with EDTA to remove the calcium and magnesium from the complex dye. The colour changes from a wine red to a blue colour (a fluorescent light is highly recommended to see the complete disappearance of the red). TH (as CaCO3) = A x B x 1000/mL sample; Calcium:The pH of a sample aliquot is adjusted between 12 and 13 with a NaOH solution to precipitate the magnesium; the indicator (Eriochrome Blue Black R or Murexide) is added and reacts only with calcium if the sample is immediately but slowly titrated with EDTA. mg/L Ca (as CaCO3) = A x B x 1000/mL sample; where A = mL of titration; B = mg CaCO3 equivalent to 1.00 mL of EDTA titrant; METHOD 1:mg/L Mg = TH (mg/L CaCO3) - Ca hardness (mg/L CaCO3) x 0.244. Interference: suspended and colloidal organic matter and high metal concentrations (Cu > 2 mg/L, Fe > 29 mg/L, Mn > 10 mg/L, Zn > 5 mg/L, Pb > 5 mg/L, Al > 5 mg/L, etc). The sample should be diluted to minimise contaminations. METHOD 2: Mg = (TH*0.01998 - Ca*0.0499)*12.16;Caution: These calculated results are computed from measured analytical values according to the formula indicated. The computations may be in error if the parameters used in the calculation are subsequently edited or changed.
Mg-Dis | T-COL-EDTA-EBT | mg/l | Magnesium - Dissolved | Colorimetric Titration with EDTA using Eriochrome Black T as Indicator | Titration | SM 2340 C | APHA 2012 | A sample is filtered in the field through a 0.45 µm membrane filter and preserved at 4°C. The pH of the sample aliquot is adjusted to 10.0 ± 0.1 with a buffer (NH4Cl, NH4OH and Mg EDTA salt) solution; an indicator (Eriochrome Black T) is added and the aliquot then is slowly titrated with EDTA within five minutes to avoid precipitation. The colour changed from a wine red to a blue colour (a fluorescent light is highly recommended to see the complete disappearance of the red). Interference: Ca ion concentration of 1 mg/L, total heavy metal ion concentrations of 0.5 mg/L.
Na-Dis | FAAS-AAc-D | mg/l | Sodium - Dissolved | Direct Air-Acetylene Flame Atomic Absorption Spectrometry (Magnesium) | Spectroscopy | SM 3111 B | APHA 2012 | A sample is filtered in the field through a 0.45 µm membrane filter and preserved in a polyethylene bottle at 4°C. The sample aliquot is mixed with a lanthanum solution, as an internal standard, and the absorbance is measured spectrometrically at 589 nm, using an air-acetylene oxidizing flame. The absorbance produced is proportional to the concentration of sodium in the sample and compared to identically-prepared standard and blank solutions.
Na-Dis | FAES-AAc-D | mg/l | Sodium - Dissolved | Direct Air-Acetylene Flame Atomic Emission Spectrometry | Spectroscopy | SM 3111 B | APHA 2012 | A sample is filtered in the field through a 0.45 µm membrane filter and preserved in a polyethylene bottle at 4°C. The sample aliquot is mixed with a lanthanum solution. The absorbance is measured spectrometrically at 589 nm and compared to identically-prepared Na standard and blank solutions, using an air-acetylene oxidizing flame.
Na-Dis | FPD | mg/l | Sodium - Dissolved | Flame Photometric Detection | Spectroscopy | SM 3500-K/Na B | APHA 2012 | A sample is filtered in the field through a 0.45 µm membrane filter. The sample is then aspirated in a flame photometer and the direct intensity of the light emission of the analyte is measured.
Na-Dis | ICP-AES | mg/l | Sodium - Dissolved | Inductively Coupled Plasma (ICP) Method | Spectroscopy | SM 3120 B | APHA 2012 | The sample is filtered in the field through a 0.45 µm membrane filter and preserved in a polyethylene bottle with dilute mineral acid. The sample aliquot is aspirated and the emission is measured at 589 nm and compared to identically-prepared standard and blank solutions.
Na-Dis | ICP-AES-Xtr | mg/l | Sodium - Dissolved | Inductively Coupled Plasma (ICP) Method (Extractable/Recoverable Metals) | Spectroscopy | SM 3120 B, 3030 C | APHA 2012 | A sample is filtered in the field through a 0.45 µm membrane filter and preserved in a polyethylene bottle with nitric acid. The sample aliquot is concentrated appropriately and aspirated from an autosampler. The emission is measured at 589.0 nm and compared to identically-prepared standard and blank solutions.
Na-Dis | ICP-MS | mg/l | Sodium - Dissolved | Inductively-Coupled Plasma Mass Spectrometry | Spectroscopy | SM 3125 B | APHA 2012 | A water sample is filtered through a glass fiber filter (GF/F) heat-treated at 400°C in advance, and used as a test solution. Concentrations of the target substances (Na) in the sample are adjusted with purified water to fall within the range (0.0006-0.06mg/L). A total of 1 part of nitric acid (i.e. including that added at the time of the sample collection) are added per 100 parts of the sample, and the sample is then gently heated until the solution volume becomes less than 90% of the original volume. After cooling, 1 part of internal standard mixture is added to 10 parts of the sample. Additionally, purified water is added to bring the solution up to a known volume, and this is used as the test solution. The test solution is introduced into an ICP-MS and the ion intensities at the mass numbers of metals of interest as well as the internal standard substance are measured. A series of standard solutions are prepared and handled in exactly the same way as the test solution in order to prepare calibration curves based on the relationships between metal concentration and ion intensity ratio for each metal.
Na-Dis | Na-IC-CSC | mg/l | Sodium - Dissolved | Ion Chromatography with Chemical Suppression of Eluent Conductivity (Sodium) | Chromatography | JIS K 0102 48.3 | JSA 1998 | A sample is filtered in the field through a 0.45 µm filter and preserved in a polyethylene bottle at 4 °C. A sample aliquot is injected into an eluent stream, pumped through two columns (separator and suppressor columns) before being detected by a conductivity meter. The sample concentration is compared to the peak height or area and retention time of identically-prepared standard and blank solutions.
NH3N | COL-NAPH | mg/l | Free Ammonia Nitrogen | 1-naphthol Method | Colorimetry |  | JWWA 2001
NH3N | COL-NES | mg/l | Free Ammonia Nitrogen | Nesslerization Method (Direct) | Colorimetry | SM 418 B | APHA 1975 | A sample is filtered in the field through a 0.45 µm membrane filter and preserved at 4°C. The sample aliquot is dechlorinated with ZnSO4, the pH is adjusted to 10.5 with NaOH to precipitate Ca, Mg, Fe and sulfides and mix. EDTA is also added (or Rochelle salt) to remove the Ca, Mg or other ions producing turbidity before adding the Nessler reagent. Add Nessler reagent (100g HgI2 + 70g KI in water, add slowly to a cool solution of 160 g NaOH in 500 mL water and dilute to one litre) and mix the sample by inverting the Nessler tube. Visually compare the colour intensity of the sample aliquot against identically-prepared standard and blank solutions.
NH3N | COL-NES-DST | mg/l | Free Ammonia Nitrogen | Nesslerization Method (Following Distillation) | Colorimetry | SM 418 A; SM 418 B | APHA 1975 | A sample is filtered in the field and preserved at 4°C. An alkaline potassium permanganate solution is added to the sample aliquot and is partly distilled in a boric acid solution, followed by Nesslerization. Visual Comparison with identically-prepared standard (or permanent standards) and blank solutions determines the concentration of the sample.
NH3N | COL-OTO | mg/l | Free Ammonia Nitrogen | Colourimetry (O-Tolidine) | Colorimetry | ENV 284 | Environment Canada 1995 | If turbid, the sample is decanted. A simple aliquot is mixed with an alkaline sodium hexametaphosphate (Na2O:P2O5 1:1 w/w) solution, and dialyzed through a membrane into a phosphate buffer solution (pH=7.5) to remove interfering ions. The dialyzed solution is mixed with a NaOCl solution. After the NH3 is chlorinated, the solution is mixed with a solution of oxalic and monochloroacetic acids to remove excess OCl- ion. This solution is then mixed with an o-tolidine (3,3-dimethyl-4,4'-diaminodiphenyl dihydrochloride) solution. The resulting colour is measured spectrophotometrically at 420 mu and compared with those of standard NH3 solutions.
NH3N | COL-PHE | mg/l | Free Ammonia Nitrogen | Phenate Method | Colorimetry | SM 4500-NH3 F | APHA 2012 | A sample is filtered in the field and preserved at 4°C. The sample aliquot is treated with an Alkaline phenol solution, followed by a hypochlorite solution as an oxidizing agent, and Na nitroprusside solution (NA2FE(CN)5NO.2H2O) as a catalyst; the sample aliquot is mixed and allowed to stand at room temperature for 1 hour. The absorbance is then read at 640 nm and compared to identically-prepared standard and blank solutions.
NH3N | COL-PHE-APHA1976 | mg/l | Free Ammonia Nitrogen | Phenate Method (APHA 1976) | Colorimetry | SM 604 | APHA 1976 | A sample is filtered in the field through a 0.45 µ membrane filter and preserved at 4°C. The sample aliquot is mixed with an alkaline phenol solution, followed by sodium hypochlorite and potassium sodium tartrate. The indophenol blue complex produced is read at 630 nm and is compared to the identically-prepared ammonia standard and blank solutions.~r~n~r~n Note: In the case of precipitation samples, a decanted aliquot of the unshaken, unfiltered sample is normally taken for analysis.
NH3N | COL-PHE-Auto | mg/l | Free Ammonia Nitrogen | Automated Phenate Method | Colorimetry | SM 4500-NH3 G | APHA 2012 | A sample is filtered in the field through a 0.45 µm membrane filter and preserved at 4°C. The sample aliquot is treated with an Alkaline phenol solution, followed by a hypochlorite solution as an oxidizing agent, and Na nitroprusside solution (NA2FE(CN)5NO.2H2O) as a catalyst; the sample aliquot is mixed and allowed to stand at room temperature for 1 hour. The absorbance is then read at 640 nm and compared to identically-prepared standard and blank solutions.
NH3N | IC-CSC | mg/l | Free Ammonia Nitrogen | Ion Chromatography with Chemical Suppression of Eluent Conductivity | Chromatography | ISO 14911 | ISO 1998 | A sample is filtered in the field through a 0.45 µm membrane filter and preserved at 4°C The sample aliquot is injected into an eluent stream and pumped through two columns (separator and suppressor columns) before being detected by conductivity, identified by its retention time and peak height or area and compared to identically-prepared standard and blank solutions.
NH3N | NH3-CALC | mg/l | Free Ammonia Nitrogen | Free Ammonia Calculation from Ammonium | Calculation |  |  | NH3 = NH4+ / [1.0 + 10*(10.055 - (0.0324*temp) - pH)]
NH3N | NH3-T-COL | mg/l | Free Ammonia Nitrogen | Titrimetric Method | Titration | 4500-NH3 B; C | APHA 2012 | A sample is filtered in the field through a 0.45 µm membrane filter and preserved at 4°C. If necessary, the sample aliquot is neutralized to pH=7. A phosphate buffer (pH=7.4) solution is added. If Ca ion exceeds 250 mg/L, more buffer solution is added and the solution is titrated to pH=7.4. The sample aliquot is partly distilled and the distillate is collected in a H3BO3 solution and then titrated with 0.02N H2SO4, using the 'N Point' indicator.
NH3N | UV-Vis-AS | mg/l | Free Ammonia Nitrogen | Ultraviolet-Visible Spectrophotometry | Spectroscopy
NH4N | COL-NES-DST | mg/l | Total Ammonia Nitrogen | Nesslerization Method (Following Distillation) | Colorimetry | SM 418 A; SM 418 B | APHA 1975 | An aliquot of the sample is distilled in a mixture of Magnesium Carbonate and boiling stones. The distillate is reacted with a Nessler's reagent and left standing for 10 minutes for colour development. The ammonia concentration is determined by comparing the colour of the aliquot to a set of coloured discs.
NH4N | COL-PHE | mg/l | Total Ammonia Nitrogen | Phenate Method | Colorimetry | SM 4500-NH3 F | APHA 2012 | Ammonium reacts in a mildly alkaline medium with hypochlorite to form monochloramine, which forms indophenol-blue in the presence of phenol, catalytic quantities of nitroprusside and an excess of hypochlorite. Monochloramine formation requires a pH between 8 and 11,5. At higher pH values, incomplete oxidation of ammonium to nitrite occurs. Precipitates of calcium and magnesium hydroxide are formed at pH values higher than 9,6 and a complexing agent (citrate) is added to prevent precipitation. The complex is read colourimetrically at 630 nm.
NH4N | COL-PHE-DST | mg/l | Total Ammonia Nitrogen | Phenate Method (Following Distillation) | Colorimetry | 4500-NH3 B, F | APHA 2012
NH4N | COL-PHE-ENV1995 | mg/l | Total Ammonia Nitrogen | Phenate Method (Environment Canada 1995) | Colorimetry | ENV 219 | Environment Canada 1995 | The shaken sample is digested with concentrated H2SO4, in the presence of K2S2O8 or disodium EDTA, or dipotassium EDTA. The resultant NH3 is then determined colourimetrically on an autoanalyzer with alkaline phenol, potassium sodium tartrate and sodium hypochlorite (Berthelot method). The resulting colour is measured at 630 nm. For total ammonia do not do a digestion.
NH4N | COL-PHE-FIA | mg/l | Total Ammonia Nitrogen | Flow Injection Analysis | Colorimetry | SM 4500-NH3 H | APHA 2012 | Setup manifold. Follow methods supplied by column and instrument manufacturer or laboratory's standard operating procedure for this method.
NH4N | COL-SAL | mg/l | Total Ammonia Nitrogen | Salicylate method | Colorimetry | ISO 7150-1 | ISO 1984 | The sample is filtered through a membrane filter if suspended particles exist. The sample is reacted with salicylate and hypochlorite in the presence of sodium nitroprusside to form a blue compound. Hypochlorite is generated in situ by the alkaline hydrolysis of sodium dichloroisocyanurate. The blue compound is measured spectrometrically at 655 nm and compared with a series of standard solutions and a blank treated in the same way
NH4N | IC-CSC | mg/l | Total Ammonia Nitrogen | Ion Chromatography with Chemical Suppression of Eluent Conductivity | Chromatography | ISO 14911 | ISO 1998 | A sample is filtered in the field through a 0.45 µm membrane filter and preserved at 4°C The sample aliquot is injected into an eluent stream and pumped through two columns (separator and suppressor columns) before being detected by conductivity, identified by its retention time and peak height or area and compared to identically-prepared standard and blank solutions.
NH4N | NH3-COL-PHOT | mg/l | Total Ammonia Nitrogen | Palintest Photometer Method - Ammonia (TUBETESTS AMMONIA/50N) | Colorimetry | PHOT.94.AUTO | PALINTEST 2013 | The Palintest Tubetests Ammonia/50N (Nessler) test is based on the Nessler method. Nessler's reagent (potassium tetraiodomercurate (II)) reacts rapidly with ammonia under alkaline conditions to form an orange-brown product. Remove the cap of the Tubetests Ammonia/50N (Nessler) Tube and add 1.0 ml of sample using a pipettor or Pasteur pipette. Cap tube and invert three times to mix. Add 0.5 ml of Tubetests Ammonia (Nessler) Reagent. Replace cap and invert several times to mix. Stand for one minute to allow colour development. Take photometer reading in usual manner.
NH4N | NH3-COL-SAL-Auto | mg/l | Total Ammonia Nitrogen | Automated Salicylate method without dialysis | Colorimetry | ISO 7150-2 | ISO 1986 | Spectrometric measurement at about 650 nm of the blue compound formed by reaction of ammonium with salicylate and hyptochloride ions in the presence of sodium nitrosopentacyanoferrate(III) (sodium nitroprusside).~r~n ~r~n Hypochlorite ions are generated by the alkaline hydrolysis of 1,3-dichloro-5-sodio-1,3,5-triazinanetrione (sodium dichloroisocyanurate). Reaction of the resulting chloroamine with sodium salicylate takes place at pH 12,6 in the presence of nitroprusside. Any chloroamines present in the Sample are quantitatively determined as a consequence. Sodium citrate is added to mask interference from cations, notably Calcium and magnesium. ~r~n ~r~n All reactions are carried out automatically using continuous flow techniques. The absorbance of the coloured compound is measured in a flow-through spectrometer. ~r~n ~r~n Two distinct analytical manifold configurations are specified. One incorporates a dialyser block and is suitable for the determination of ammonium nitrogen concentrations up to 50 mg/l. The other omits the dialyser and is suitable for the determination of low level ammonium nitrogen concentrations up to 0,5 mg/l.
NH4N | NH3-ISE | mg/l | Total Ammonia Nitrogen | Ammonia-Selective Electrode Method | Electrochemical Analysis | SM 4500-NH3 D | APHA 2012 | A sample is preserved in the field at 4°C. The sample aliquot is adjusted to pH 12 or greater using a 10 molar solution of NaOH. An identically-prepared series of NH4Cl standard and blank solutions are prepared and used to calibrate the ion specific electrode meter. The ammonia concentration of the sample is read directly and corrected to 25°C
NH4N | NH3-ISE-DST | mg/l | Total Ammonia Nitrogen | Ammonia-Selective Electrode Method (Following Distillation) | Electrochemical Analysis | 4500-NH3 B, D | APHA 2012
NOxN | COL-AZO-Cd | mg/l | Nitrate and Nitrite | Cadmium Reduction Method | Colorimetry | SM 4500-NO3 E | APHA 2012 | A sample is filtered in the field through a 0.45 µm membrane filter and preserved at 4°C. The sample aliquot is passed through a coil, filled with cadmium filings, to reduce the nitrates to nitrites. The resulting nitrites, plus the original nitrites, are then reacted with sulphanilamide to form a diazo compound. This compound is then reacted with N-(1-naphthyl) ethylenediamine dihydrochloride to form an azo dye. The azo dye colour intensity, proportional to the nitrate + nitrite concentration, is determined colourimetrically at 520 nm [Japan uses 540 nm] and compared to identically-prepared standard and blank solutions.
NOxN | COL-AZO-Cd-Auto | mg/l | Nitrate and Nitrite | Automated Cadmium Reduction Method | Colorimetry | SM 4500-NO3 F | APHA 2012 | A whole water sample is filtered through a 0.45 um membrane filter paper and the filtrate analyzed by a continuous segmented flow analyzer (CFA). In the analyzer, nitrate is reduced to nitrite at pH 5.5, using an on-line copper-cadmium reduction column. Metals, such as cupper and iron, if present in the sample above several mg/L, may lower reduction efficiency. This interference may be removed by complexing metals with EDTA. The resulting nitrites, plus free nitrites already present, react under acidic conditions with sulphanilamide (NH2C6H4SO2NH2) to form a diazo compound which is then coupled with N-(naphthyl)-ethylenediamine dihydochloride (C12H16C12N2) to form a reddish-purple azo dye. The absorption of radiation by the dye is proportional to the dissolved nitrate-nitrite concentration in the sample and is determined by the CFA photometer at 520 nm wavelength.
NOxN | COL-AZO-HDZ | mg/l | Nitrate and Nitrite | Hydrazine Reduction Method | Colorimetry | SM 4500-NO3 H | APHA 2012 | The sample, after filtration through a 0.45µ membrane filter is reduced by hydrazine sulphate containing a copper catalyst. The resulting nitrite is determined with sulphanilamide and N-1-Naphthylethylenediamine dihydrochloride.
NOxN | COL-AZO-HDZ-Auto | mg/l | Nitrate and Nitrite | Automated Hydrazine Reduction Method | Colorimetry | SM 4500-NO3 H | APHA 2012 | A sample is filtered in the field through a 0.45 µm membrane filter and preserved at 4°C. The sample aliquot is reacted with an alkaline hydrazine sulphate solution, containing a copper catalyst, to reduce the nitrates to nitrites. The resulting nitrites, plus the original nitrites, are reacted with sulphanilamide to form a diazo compound. This compound is then reacted with N-(1-naphthyl) ethylenediamine dihydrochloride to form an azo dye. The azo dye colour intensity, proportional to the nitrate + nitrite concentration, is determined colourimetrically at 520 nm and compared to identically-prepared standard and blank solutions.
NOxN | COL-AZO-Zn | mg/l | Nitrate and Nitrite | Colorimetric Method with Zinc Reduction | Colorimetry | ENV 242 | Environment Canada 1995 | A sample is preserved in the field with 1 mL of H2SO4 and stored at 4°C. The nitrate content in the sample aliquot is reduced to nitrite in the presence of zinc dust in alkaline medium. The resulting nitrites, plus the original nitrites, are reacted with sulfanilamide and with alpha naphthylamide to form a highly coloured azo dye. The azo dye colour intensity, proportional to the nitrate plus nitrite concentration, is determined colourimetrically at 530 nm and compared to identically prepared standard ad blank solutions.
NOxN | IC-CSC | mg/l | Nitrate and Nitrite | Ion Chromatography with Chemical Suppression of Eluent Conductivity | Chromatography | ISO 14911 | ISO 1998 | A sample is filtered in the field and preserved at 4°C. The sample aliquot is injected into an eluent stream, pumped through two columns (separator and suppressor columns) packed with low capacity anion exchange resin in the form of CO3-/HCO3-. The nitrate is separated, based on its affinity for the exchange sites of the resin bed. The suppressor column reduces the background conductivity of the eluent and the concentration of nitrate is measured using a conductivity detector. The anion is identified by its retention time and its concentration by its peak height or area and compared to identically-prepared standard and blank solutions. Sample concentrations exceeding the linear range are diluted and re-run.
NOxN | NOx-CALC-AZO-Cd-AZO | mg/l | Nitrate and Nitrite | Sum Calculation of Nitrate by COL-AZO-Cd and Nitrite by COL-AZO | Calculation |  |  | The determination of Total Oxidized Nitrogen content is calculated by the summation of Nitrate by Cadmium Reduction Method and Nitrite by Colourimetric method analytical results, analysed separately.
NOxN | NOx-CALC-BRU-AZO | mg/l | Nitrate and Nitrite | Sum Calculation of Nitrate by COL-BRU and Nitrite by COL-AZO | Calculation |  |  | The determination of Total Oxidized Nitrogen content is calculated by the summation of Nitrate by Brucine Method and Nitrite by Colourimetric method analytical results, analysed separately.
NOxN | NOx-CALC-Cd-FIA-AZO | mg/l | Nitrate and Nitrite | Sum Calculation of Nitrate by COL-AZO-Cd-FIA and Nitrite by COL-AZO | Calculation | method JIS K 0102 | JSA 1998 | The determination of Total Oxidized Nitrogen content is calculated by the summation of Nitrate by Cadmium Reduction Flow Injection Method and Nitrite by Colourimetric method analytical results, analysed separately.
NOxN | NOx-CALC-IC-AZO | mg/l | Nitrate and Nitrite | Sum Calculation of Nitrate by IC-CSC and Nitrite by COL-AZO | Calculation | method JIS K 0102 | JSA 1998 | The determination of Total Oxidized Nitrogen content is calculated by the summation of Nitrate by Ion Chromatography with Chemical Suppression of Eluent Conductivity and Nitrite by Colourimetric method analytical results, analysed separately.
NOxN | NOx-CALC-IC-CLV | mg/l | Nitrate and Nitrite | Sum Calculation of Nitrate by IC-CSC and Nitrite by COL-CLV | Calculation |  |  | The determination of Total Oxidized Nitrogen content is calculated by the summation of Nitrate by Ion Chromatography with Chemical Suppression of Eluent Conductivity and Nitrite by Colourimetric method (with Cleve's acid) analytical results, analysed separately.
NOxN | NOx-CALC-IC-UV-Vis | mg/l | Nitrate and Nitrite | Sum Calculation of Nitrate by IC-CSC and Nitrite by UV-Vis-AS | Calculation | method JIS K 0102 | JSA 1998 | The determination of Total Oxidized Nitrogen content is calculated by the summation of Nitrate by Ion Chromatography with Chemical Suppression of Eluent Conductivity and Nitrite by Ultraviolet-Visible Spectrophotometry analytical results, analysed separately.
NOxN | NOx-CALC-ISE-CLV | mg/l | Nitrate and Nitrite | Sum Calculation of Nitrate by NH3-ISE Nitrite by COL-CLV | Calculation |  |  | The determination of Total Oxidized Nitrogen content is calculated by the summation of Nitrate by Nitrate Electrode Method and Nitrite by Colourimetric method (with Cleve's acid) analytical results, analysed separately.
NO2N | COL-AZO | mg/l | Nitrite | Colorimetric Method | Colorimetry | SM 4500-NO2 B | APHA 2012 | A sample is filtered in the field through a 0.45 µm membrane filter and preserved at 4°C. The sample aliquot is reacted with sulphanilamide to form a diazo compound. This compound is then reacted with N-(1-naphthyl) ethylenediamine dihydrochloride to form an azo dye. The azo dye intensity, proportional to the nitrite concentration, is determined colourimetrically at 520 nm [Japan @ 540 nm] and compared to identically-prepared standard and blank solutions.
NO2N | COL-AZO-Cd-FIA | mg/l | Nitrite | Cadmium Reduction Flow Injection Method | Colorimetry | SM 4500-NO3 I | APHA 2012 | Setup manifold. Follow methods supplied by column and instrument manufacturer or laboratory's standard operating procedure for this method.
NO2N | COL-CLV | mg/l | Nitrite | Colourimetric method (with Cleve's acid) | Colorimetry | Holden 1971 | Holden, W.S. 1971. Water Treatment and Examination, J & A Churchill, London. | A sample is filtered in the lab through filter paper. Add sulphanilic and Cleve's (1-naphthylamine-7-sulphonic acid) acids to an aliquot of the filtrate, let stand in the dark for 30 minutes. After colour development, the solutions are determined, at 522 nm, on a calibrated spectrometer and compared to identically-prepared standard nitrite solutions.
NO2N | IC-CSC | mg/l | Nitrite | Ion Chromatography with Chemical Suppression of Eluent Conductivity | Chromatography | ISO 14911 | ISO 1998 | A whole water sample is filtered through a 0.45 um membrane filter. The analysis is conducted by ion chromatography and determined in conjunction with other anions. An ion exchange process separates the ions of interest based on the affinity for the exchange sites of the resin bed. The sample is then pumped through the suppressor which reduces the background conductivity of the eluent to a negligible level by converting the anions in the sample to their respective acid forms (HF, HCl, HNO3, and H2SO4). The concentrations of these separated anions are determined by measuring their respective conductivities using a conductivity detector. Anions are identified by their retention times compared to known calibration standards.
NO2N | NO2-COL-PHOT | mg/l | Nitrite | Palintest Photometer Method - Nitrite (NITRICOL) | Colorimetry | PHOT.24.AUTO | PALINTEST 2013 | Nitrites in acid solution react with sulphanilic acid. The resulting diazo compound couples with N-(1-naphthyl)-ethylene diamine to form a reddish dye. Fill a round test tube with sample to the 10 ml mark. Add one Nitricol tablet, crush and mix to dissolve. Stand for 10 minutes to allow full colour development. Take photometer reading in usual manner.
NO2N | UV-Vis-AS | mg/l | Nitrite | Ultraviolet-Visible Spectrophotometry | Spectroscopy
NO3N | COL-AZO-Cd | mg/l | Nitrate | Cadmium Reduction Method | Colorimetry | SM 4500-NO3 E | APHA 2012 | A sample is filtered in the field through a 0.45 µm membrane filter and preserved at 4°C. Nitrates, from the sample aliquot, are reduced through a cadmium column to nitrites. The resulting nitrites, plus the original nitrites, are then reacted with sulphanilamide to form a diazo compound. This compound is then reacted with N-(1-naphthyl) ethylenediamine dihydrochloride to form an azo dye. The azo dye colour intensity, proportional to the nitrate + nitrite concentration, is determined colourimetrically at 520 nm [Japan method is at 540 nm] and compared to identically-prepared standard and blank solutions. The nitrate concentration is obtained by subtracting the original nitrite concentration, determined from a duplicate sample that has not been passed through the cadmium column.
NO3N | COL-AZO-Cd-FIA | mg/l | Nitrate | Cadmium Reduction Flow Injection Method | Colorimetry | SM 4500-NO3 I | APHA 2012 | Setup manifold. Follow methods supplied by column and instrument manufacturer or laboratory's standard operating procedure for this method.
NO3N | COL-AZO-HDZ | mg/l | Nitrate | Hydrazine Reduction Method | Colorimetry | SM 4500-NO3 H | APHA 2012 | (i) Pipette 10.0 ml of the sample or an aliquot to 10.0 ml into a test-tube.(ii) Add 1.0 ml of 1.3 M NaOH and mix gently.~r~n(iii) Add 1.0 ml of reducing mixture and mix gently.~r~n(iv) Heat at 60 °C for 10 min in a water bath.~r~n(v) Cool to room temperature and add 1.0 ml colour developing reagent.~r~n(vi) Shake to mix and read the absorbance.~r~n~r~nCALCULATIONS~r~nCompute sample concentration directly from calibration curve. Sample concentration is equal to the sum of NO3-N plus NO2-N. To obtain the concentration of NO3-N, determine the concentration of NO2-N separately and subtract.NOTE: Samples are collected into 1 litre polyethylene bottles. Start NO3 determination promptly after sampling. If storage is necessary, store for up to 2 days at 4 °C; for longer storage, preserve with 2 ml concentrated H2SO4/litre and store at 4 °C.When sample is preserved with acid, NO3 and NO2 cannot be determined as individual species.
NO3N | COL-BRU | mg/l | Nitrate | Brucine Method | Colorimetry | SM 419 D | APHA 1976 | A sample is filtered in the field through a 0.45 µm membrane filter and preserved at 4°C. The sample aliquot is mixed with a brucine-sulphanilic reagent, in the presence of nitrate, to produce a yellow colour, measured spectrometrically at 410 nm and compared to identically-prepared standard and blank solutions.
NO3N | COL-CTA | mg/l | Nitrate | Chromotropic Acid Method | Colorimetry | SM 419 E | APHA 1975 | A sample is filtered in the field through a 0.45 µm membrane filter and preserved at 4°C. The sample aliquot is treated with sulphite (to eliminate interference against chlorine and oxidizing agents), urea (to convert nitrite to nitrogen gas) and antimony (to mask the chloride interference up to 4000 mg/L) reagent solutions. Swirl between each addition. After four minutes, the aliquot is then mixed with Chromotropic acid reagent and sulphuric acid. After 45 minutes, the absorbance is read at 410 nm and compared to identically-prepared standard and blank solutions.
NO3N | COL-DAR | mg/l | Nitrate | Devarda's Alloy Reduction Method | Colorimetry | SM 419 F | APHA 1975 | A sample is filtered in the field through a 0.45 µm membrane filter and preserved at 4°C. The nitrate and nitrite compounds are reduced to ammonia under hot alkaline conditions with a reducing agent (Devarda's alloy is composed of 50% Cu, 45% Al and 5% Zn). The distillation is carried out on a Kjeldahl distillation apparatus. The ammonia formed is distilled and trapped in a boric acid solution. The ammonia is then determined by nesslerization (colourimetry) or acidimetry (titration).
NO3N | COL-DAR-ACD | mg/l | Nitrate | Devarda's Alloy Reduction Method with Analysis by Acidimetric Method | Titration | SM 419 F, 418 D | APHA 1975 | A sample is filtered in the field through a 0.45 µm membrane filter and preserved at 4°C. The nitrate and nitrite compounds are reduced to ammonia under hot alkaline conditions with a reducing agent (Devarda's alloy is composed of 50% Cu, 45% Al and 5% Zn). The distillation is carried out on a Kjeldahl distillation apparatus. The ammonia formed is distilled and trapped in a boric acid solution. The ammonia is then determined by acidimetry (titration).
NO3N | IC-CSC | mg/l | Nitrate | Ion Chromatography with Chemical Suppression of Eluent Conductivity | Chromatography | ISO 14911 | ISO 1998 | A whole water sample is filtered through a 0.45 um membrane filter. The analysis of NO3 on an aliquot of the filtrate is conducted by ion chromatography and determined in conjunction with other anions. The ions of interest are separated based on the affinity for the exchange sites of the resin bed. The sample is then pumped through the suppressor which reduces the background conductivity of the eluent to a negligible level by converting the anions in the sample to their respective acid forms (HF, HCl, HNO3, and H2SO4). The concentrations of these separated anions are determined by measuring their respective conductivities using a conductivity detector. Anions are identified by their retention times compared to known standards
NO3N | NO3-COL-Merck | mg/l | Nitrate | Spectroquant Nitrate Test | Colorimetry | 1.147.730.001 | MERCK 2014 | Nitrate ions react with a derivative of nitrobenzoic acid in a solution of concentrated sulphuric acid to produce a red dye that is measured photometrically.
NO3N | NO3-COL-PHOT | mg/l | Nitrate | Palintest Photometer Method - Nitrate (NITRATEST) | Colorimetry | PHOT.23.AUTO | PALINTEST 2013 | In the Palintest Nitratest method, nitrate is first reduced to nitrite, and the resulting nitrite is then determined by a diazonium reaction to form a reddish dye. Fill the Nitratest Tube with sample to the 20 ml mark. Add one level spoonful of Nitratest Powder and one Nitratest tablet. Do not crush the tablet. Replace screw cap and shake tube well for one minute. Allow tube to stand for about one minute then gently invert three or four times to aid flocculation. Allow tube to stand for two minutes or longer to ensure complete settlement. Remove screw cap and wipe around the top of the tube with a clean tissue. Carefully decant the clear solution into a round test tube, filling to the 10 ml mark. Add one Nitricol tablet, crush and mix to dissolve. Stand for 10 minutes to allow full colour development. Take photometer reading in usual manner.
NO3N | NO3-COL-UV | mg/l | Nitrate | Ultraviolet Spectrophotometric Screening Method | Colorimetry | SM 4500-NO3 B | APHA 2012 | Sample filtration is intended to remove possible interference from suspended particles. Acidification with 1N HCl is designed to prevent interference from hydroxyde or carbonate concentrations up to 1000 mg CaCO3/l. Chloride has no effect on the determination.~r~n ~r~n Use this technique only for screening samples that have low organic matter contents, i.e., uncontaminated natural waters and potable wate rsupplies. The NO3- calibration curve follows Beer's law up to 11 mg N/l.~r~n ~r~n Measurement of UV absorption at 220 nm enables rapid determination of NO3-. Because dissolved organic matter also may absorb af 220 nm and NO3- does not absorb at 275 nm, a second measurement made at 275 nm may be used to correct the NO3- value. The extent of this empirical correction is related to the nature and concentration of organic matter and may vary from one water to another. Consequently, this method is not recommended if a significant correction for organic matter absorbance is required, although it may be useful in monitoring NO3- levels within a water body with a constant type of organic matter. Correction factors for organic matter absorbance can be established by the method of additions in combination with analysis of the original NO3- content by another method.
NO3N | NO3-ISE | mg/l | Nitrate | Nitrate Electrode Method | Electrochemical Analysis | SM 4500-NO3 D | APHA 1998 | An ion-specific electrode meter with a nitrate combination electrode is calibrated with buffers of standard nitrate solutions. The nitrate concentration of the solution is measured directly by immersing the nitrate combination electrode, stirring constantly until a steady reading is obtained.
NO3N | NO3-ISE-APHA1976 | mg/l | Nitrate | Nitrate Electrode Method (APHA 1976) | Electrochemical Analysis | SM 419 B | APHA 1976 | A sample is filtered through a 0.45 µm membrane or dense paper filter. A buffer solution with pH 2.2 (H3PO4 + KOH) and a solution of 0.01mol/L Ag2SO4 is added to the sample aliquot. The potential of the nitrate-selective electrode relative to a saturated Ag/AgCl electrode is measured and compared to identically-prepared standard and blank solutions. Organic substances sorbed on the electrode membrane surface may cause interferences.~r~n The method detection limit is 0.2 mg/L, upper limit is 20 mg/L.
pH | pH-COL | --- | pH | Colourimetric Method | Colorimetry | VI-1 9.3 | JWWA 2001 | The pH is measured adding an universal indicator (phenolphthalein/methyl red/thymol blue) or using a pH "non bleeding" strip, wait for colour development and compare the colour of the reaction to the coloured chart of the appropriate indicator used. Interference: colour, turbidity, salinity, colloidal matter and various oxidants and reductants can interfere with the indicator.
pH | pH-POT | --- | pH | Electrometric Method | Electrochemical Analysis | SM 4500-H+ B | APHA 2012 | The pH meter, with a glass combination electrode and automatic temperature compensation probe, is calibrated with buffers at pH 4.7 and 10 at 25°C. The pH and temperature values of the sample aliquot are recorded upon reading. The precision is within 0.1 pH units.
pH | pH-POT-insitu | --- | pH | Electrometric Method (in situ) | Electrochemical Analysis | SM 4500-H+ B | APHA 2012 | ph Meter, (field measurement)
pH | pH-POT-25 | --- | pH | Electrometric Method (25°C) | Electrochemical Analysis | ISO 10527 | ISO 1996 | The temperature of a sample is stabilised at 25°C. A calibrated glass electrode in combination with a reference potential, provided by a saturated calomel (Hg2Cl2) electrode, is used for pH determination. The sample aliquot is read at 25°C.~r~n~r~nThe precision is within 0.1 pH units.
Sal | SAL-CND | ppt | Salinity | TDS-Salinity-Conductivity Meter at 25°C | Electrochemical Analysis |  | Orion Research Inc. 1996 | Specific Conductance of a solution is the ability of the solution to carry electric current and has some relationship to the Total Ionic Concentration of the solution. The salinity is measured through a calibrated TDS-salinity-conductivity meter (Orion 105 or 115, or equivalent) and corrected to 25°C, where the salinity is compared to a salinity table with a precision of 0.5% and reported in parts per thousand (ppt).~r~n The range is 0 to 80.0 ppt with a resolution of 0.1 ppt. The salinity-conductivity meter is calibrated on a per use basis.
SAR | SAR-CALC | --- | Sodium Adsorption Ratio | Difference Calculation (Sodium Adsorption Ratio) | Calculation |  | UNEP GEMS/Water Programme 1992 | Excess Sodium in irrigation water, relative to calcium and magnesium or to total salt content, can affect soil structure, soil aeration, flow rate, permeability, infiltration, etc. The ratio can be calculated as follows: Method 1: SAR = Na / SQRT(Ca+Mg/2); Method 2: SAR = 1.41*0.04350*Na / SQRT(A) where A = 0.01988*TH , if Total Hardness (TH) is present or A = 0.04990*Ca + 0.08226*Mg , if TH is not present. If Na is not present, or A cannot be calculated because of lack of sufficient parameters, SAR is not calculated.Caution: These calculated results are computed from measured analytical values according to the formula indicated. The computations may be in error if the parameters used in the calculation are subsequently edited or changed.
SO4-Dis | COL-MTB | mg/l | Sulfate - Dissolved | Colourimetry using Methylthymol Blue | Colorimetry | ENV 615 | Environment Canada 2007 | A sample is filtered in the field through a 0.45 µm membrane filter and preserved at 4°C. SO4 ions from the sample aliquot are reacted with an equimolar solution of BaCl2 and methylthymol blue at pH 2.3 - 3.0 producing barium sulphate. The pH is raised to 12.5 - 13.0 and the excess Ba ions in solution complex with the methylthymol blue to produce a blue colour, leaving a grey uncomplexed methylthymol blue in solution. The absorbance of the excess methylthymol blue, equivalent to the concentration of sulphate removed, is measured at 460 nm and compared to identically-prepared standard and blank solutions.
SO4-Dis | IC-CSC | mg/l | Sulfate - Dissolved | Ion Chromatography with Chemical Suppression of Eluent Conductivity | Chromatography | ISO 14911 | ISO 1998 | A sample is filtered in the field through a 0.45 µm membrane filter and preserved at 4°C. The sample aliquot is injected into an eluent stream, passed through separator and suppressor columns packed with low capacity anion exchange resin. The sulphate is separated, based on its affinity for the exchange sites, and the background conductivity of the eluent is reduced to a negligible level by being converted to its acid form. The concentration is measured by conductivity and identified by its retention time. The sample is compared to identically-prepared standard and blank solutions.
SO4-Dis | SO4-G-IGN | mg/l | Sulfate - Dissolved | Gravimetric Method with Ignition of Residue | Gravimetric Analysis | SM 4500-SO4 C | APHA 2012 | A sample is filtered in the field through a 0.45 µm membrane filter and preserved at 4°C. The sulphate in the sample aliquot is precipitated in an HCl medium as barium sulphate by the addition of barium chloride. After a period of digestion, near the boiling point, the precipitate is filtered, washed, ignited, and weighed as BaSO4.
SO4-Dis | SO4-TURB | mg/l | Sulfate - Dissolved | Turbidimetric Method | Colorimetry | SM 4500-SO4 E | APHA 2012 | A sample is filtered in the field through a 0.45 µm membrane filter and preserved at 4°C. The sulphate in a sample aliquot is precipitated in a hydrochloric acid medium with barium chloride. The absorbance of the barium sulphate suspension is measured by a photometer and the sulphate concentration is compared to a calibration curve from identically-prepared standard and blank solutions.Interference: Colour and/or suspended matter in large amounts, silica in concentration greater than 500 mg/L will interfere. Organic matter may also interfere.
SO4-Dis | SO4-TURB-Auto | mg/l | Sulfate - Dissolved | Turbidimetric Method (Autoanalyzer) | Colorimetry | SM 4500-SO4 E | APHA 2012 | A sample is filtered in the field through a 0.45 µm membrane filter and preserved at 4°C. The sulphate in the sample aliquot is precipitated in a hydrochloric acid medium with barium chloride. The transmittance of the barium sulphate suspension is measured spectrometrically at 420 nm and the sulphate concentration is compared against identically-prepared standard and blank solutions. Interference: Colour and/or suspended matter in large amounts, silica in concentration greater than 500 mg/L will interfere. Organic matter may also interfere.
SO4-Dis | T-COL-Thorin | mg/l | Sulfate - Dissolved | Titration with Barium Chloride using Thorin as Indicator | Titration | NAQ 16303 | Environment Canada 1988 | A sample is filtered in the field through a 0.45 µm membrane filter and preserved at 4°C. The sample aliquot is passed through a strongly acidic cation exchange resin. Thorin (See Appendix 8), used as an indicator, and 95% ethanol are added to the eluent. The pH of the eluent is adjusted between 3.8 and 4.0 with 1% NH4OH and 1% HCl solution and titrated, with a barium chloride solution, until the sample turns just pink. Compare against identically-prepared standard and blank solutions. ~r~n~r~nInterference: Cl ion concentration of 1000 mg/L.
TKN | TKN-CALC-DIFF | mg/l | Total Kjeldahl Nitrogen | Difference Calculation from Total Nitrogen, Nitrate and Nitrite | Calculation |  |  | TKN = TN - NO3 - NO2
TKN | TKN-COL-FIA | mg/l | Total Kjeldahl Nitrogen | Block Digestion and Flow Injection Analysis | Colorimetry | SM 4500-Norg D | APHA 2012 | Water samples are digested with H2SO4, K2SO4 and HgO catalyst in a block digester during a two stage heating cycle (200°C and 360°C). Organic nitrogen is converted to ammonia which is determined by automated colourimetry of the Berthelot reaction at 660 mm.
TKN | TKN-COL-PHE | mg/l | Total Kjeldahl Nitrogen | Macro-Kjeldahl Method with Phenate | Colorimetry | 4500-Norg B; NH3 F | APHA 2012 | In the Kjeldahl method, the organic compounds are digested with concentrated sulphuric acid, which convert organic nitrogen into ammonium sulphate. Inorganic nitrogen compounds, which include amongst others, nitrate and nitrite are not reduced. For most surface waters, it is accepted that the method determines the sum of the ammonium originally present and the organic nitrogen. The digestion is accelerated in two ways, by the addition of mercury(II) as a catalyst and potassium sulphate to raise the boiling point of the digestion mixture. After digestion of the sample, the ammonium ions are determined using the indophenol-blue method. Measurements are done colorimetrically at 630 nm.
TKN | TKN-COL-Tech | mg/l | Total Kjeldahl Nitrogen | Total Nitrogen (Kjeldahl) in Water and Sea Water, Technicon AutoAnalyzer II Methodology | Colorimetry | 170-72W | Technicon Industrial Systems 1971 | A sample is collected in the field and preserved with sulphuric acid at 4°C. The sum of the free ammonia and organic nitrogen compounds are converted to ammonium bisulphate under the following conditions: the shaken sample aliquot of known volume is digested, at 300°C, with HClO4 and H2SO4 solutions [or H2SO4 and CuSO4] to convert the organic nitrogen to (NH4) HSO4. The total ammonia-nitrogen is determined colourimetrically, at 660 nm, by the reaction of ammonia with salicylate and dichloro-isocyanurate solutions, in the presence of sodium nitroprusside, to form an indophenol blue complex; the colour intensity is measured at 660 nm and compared to identically-prepared standard and blank solutions.
TKN | TKN-NH3-ISE | mg/l | Total Kjeldahl Nitrogen | Macro-Kjeldahl Method with Ammonia-Selective Electrode | Electrochemical Analysis | 4500-Norg B; NH3 D | APHA 2012 | The shaken sample is digested with concentrated H2SO4 and K2SO4 to yield NH4HSO4. The solution is then made alkaline with NaOH and ammonia is determined by Orion gas sensing electrode - model 95-10. (NOTE: If free ammonia was done on a preserved sample and TKN was done, then subtracting ammonia-N from TKN would give Total Organic Nitrogen).
TKN | TKN-T-COL | mg/l | Total Kjeldahl Nitrogen | Macro-Kjeldahl Method with Titration | Titration | 4500-Norg B; NH3 C | APHA 2012 | A sample is preserved in the field at 4°C. TKN includes all forms of nitrogen, except the nitrate and nitrite compounds. The sum of the free ammonia and organic nitrogen compounds are converted to ammonium bisulphate as follows: the shaken sample aliquot is digested in a solution of concentrated H2SO4 with HgSO4 or CuSO4 (as a catalyst) and K2SO4 to form NH4HSO4. The ammonia is then distilled from an alkaline medium, absorbed in boric acid, determined by titration with standardized sulphuric acid, using the "N point" indicator and compared to identically-prepared standard and blank solutions.
TN | COL-AZO-Cd-PS | mg/l | Total Nitrogen | Cadmium Reduction Method with Persulfate Digestion | Colorimetry | 4500-N C;4500-NO3 E | APHA 2012 | Prepare NO3- calibration standards in the range of 0 to 2.9 mg NO3- -N/L. Prepare glutamic acid digestion check standard of 2.9mg N/L. Samples preserved with acid cannot be analyzed by this method. To a culture tube, add 10.0mL sample or standard or a portion diluted to 10.0mL. Add 5.0mL digestion reagent. Mix by inverting twice and heat for 30 min in an autoclave or pressure cooker at 100 to 110°C. Slowly cool to room temperature. Add 1.0mL borate buffer solution. Mix by inverting at least twice. Carry a reagent blank through all the steps and apply necessary corrections to the results. Determine nitrate by Cd reduction.
TN | COL-AZO-Cd-PS-Auto | mg/l | Total Nitrogen | Automated Cadmium Reduction Method with Persulfate Digestion | Colorimetry | 4500-N C;4500-NO3 F | APHA 2012 | As per code 07607 (above) with persulphate digestion, but using Cd reduction prior to analysis
TN | COL-AZO-Cd-UV | mg/l | Total Nitrogen | Cadmium Reduction Method with UV Digestion | Colorimetry | SM 4500-NO3 E | APHA 2012 | An aerated aliquot of the shaken sample is acidified and then irradiated in a quartz coil by a UV lamp. The sample is made alkaline and the irradiation process repeated. This solution is mixed with disodium EDTA (disodium dihydrogen ethylenediamine tetraacetate) solution and passed through a column of Cadmium filings. First a sulphaniliamide solution is added, then an N-1-naphthylethylene-diamine dihydrochloride solution is added to the sample to from an azo dye. The intensity of the dye is measured spectrophotometrically at 550mu, and compared with those of standard. NO3 ion solutions. Interference may be cause by turbidity.
TN | COL-AZO-Cd-UV-Auto | mg/l | Total Nitrogen | Automated Cadmium Reduction Method with UV Digestion | Colorimetry | SM 4500-NO3 F | APHA 2012 | A sample is preserved in the field at 4°C. On an autoanalyzer, a shaken sample aliquot is aerated, acidified and irradiated in a quartz coil by a UV lamp. The sample is made alkaline and the irradiated process repeated. This solution is mixed with an EDTA (disodium dihydrogen ethylenediamine tetraacetate) solution and the nitrates are reduced to nitrites through a column of Cadmium fillings. A sulphanilamide solution, followed by an N-1-Naphthylethylenediamine dihydrochloride solution, is added to the sample to form an azo dye. The intensity of the dye is measure spectrometrically at 550mµ, and compared to identically-prepared NO3 standard and blank solutions.
TN | COL-AZO-HDZ-PS | mg/l | Total Nitrogen | Hydrazine Reduction Method with Alkaline Persulfate Digestion | Colorimetry | 4500-N C;4500-NO3 H | APHA 2012 | A sample is preserved in the field at 4°C. The Nitrogen of the sample aliquot is oxidised to nitrate in an alkaline persulphate solution. The nitrate is then reduced to nitrite in an alkaline hydrazine sulphate solution, containing copper as a catalyst. The resulting nitrites, under acidic conditions, react with sulphanilamine to form a diazo compound and couple with naphthylethylenediamine to form an azo dye. The colour intensity is proportional to the nitrogen concentration, measured spectrometrically at 520nm and compared to identically-prepared standard and blank solutions.
TN | COL-PS-Auto | mg/l | Total Nitrogen | Alkaline Persulphate Digestion - Automated | Colorimetry |  |  | Alkaline persulphate digestion. ~r~nNo other Information provided for method.
TN | N-PYR-CLD | mg/l | Total Nitrogen | Total Chemically Bound Nitrogen in Water by Pyrolysis and Chemiluminescence Detection | Spectroscopy | D5176 | ASTM 1995 | The sample of water is introduced into a stream of oxygen or inert gas/oxygen mix flowing through a quartz pyrolysis tube. Oxidative pyrolysis converts chemically bound nitrogen to nitric oxide (NO). The gas stream is dried and the NO is contacted with ozone (O3) producing metastable nitrogen dioxide (NO2*). As the NO2* decays, light is emitted and detected by a photomultiplier tube. The resulting signal is a measure of the total chemically bound nitrogen in the sample.~r~n~r~nThis test method covers the determination of the total nitrogen content of water in concentrations from 0.5 to 1000 mg/L. Higher nitrogen concentrations may be determined by making the proper dilutions. This test method does not determine molecular nitrogen (N2).~r~n~r~nIf water samples contain high concentrations of suspended matter or dissolved nonvolatile compounds, the syringe needle may tend to plug or the precision and bias of the test method may be degraded. In such a case, the sample boat system should be used.
TN | N-UV-ABS | mg/l | Total Nitrogen | Ultraviolet Absortiometry | Spectroscopy | JIS K 0102 45.2 | JSA 1998 | An alkaline potassium peroxodisulfate solution is added to the water sample which is then heated at about 120°C to convert nitrogen compounds to nitrate ion and to decompose organic matter at the same time. After reducing the pH to 2 or 3, the absorbance of the nitrate ion is measured at 220 nm wavelength. This method is suitable for samples with low amounts of decomposable organic matter, and very low concentrations of interferences such as bromide ion or chromium
TN | TN-CALC-SUM-N | mg/l | Total Nitrogen | Total Sum of Nitrogen (Nitrite, Nitrate, Ammoniacal Nitrogen and Organic Nitrogen) | Calculation
TP | COL-AA-SA-PPS | mg/l | Total Phosphorus | Ascorbic Acid Method with Preliminary H2SO4 and K2S2O8 Digestion | Colorimetry | SM 4500-P B/E | APHA 2012 | A sample is preserved in the field with 0.2% H2SO4. The sample aliquot is autoclaved with K2S2O8 and H2SO4 for 30 minutes at 121°C and mixed with ammonium molybdate, antimonyl tartrate and ascorbic acid solutions to form a molybdenum blue complex. The resulting blue colour is measured spectrometrically and compared to identically-prepared standard and blank solutions.
TP | COL-SnCl-SA-PPS | mg/l | Total Phosphorus | Stannous Chloride Method with Preliminary H2SO4 and K2S2O8 Digestion | Colorimetry | SM 4500-P B/D | APHA 2012 | A sample is preserved in the field with 0.2% H2SO4. The shaken sample aliquot is autoclaved with K2S2O8 and H2SO4 for 30 minutes at 121°C. The sample is then mixed with ammonium molybdate to form the heteropoly molybdophosphoric acid and is reduced with stannous chloride, in an aqueous sulphuric acid medium, at 30°C, to form a molybdenum blue complex. The resulting blue colour is measured spectrometrically at 660 nm and compared to identically-prepared standard and blank solutions. Interferences: Hg concentration of 1 mg/L and As.
TP | IC-CSC | mg/l | Total Phosphorus | Ion Chromatography with Chemical Suppression of Eluent Conductivity | Chromatography | ISO 14911 | ISO 1998
TP | ICP-AES | mg/l | Total Phosphorus | Inductively Coupled Plasma (ICP) Method | Spectroscopy | SM 3120 B | APHA 2012 | Samples are nebulized and the resulting aerosol is transported to the plasma torch. Element-specific emission spectra are produced by radio-frequency inductively coupled plasma. The spectra are dispersed by a grating spectrometer, and the intensities of the emission lines are monitored by photosensitive devices. The wavelength to monitor phosphorus (P) is 214.914 nm.
TP | ICP-AES-EPA | mg/l | Total Phosphorus | Inductively Coupled Plasma-Atomic Emission Spectrometry (EPA) | Spectroscopy | 6010 C | EPA 2000 | Preliminary treatment of most matrices is necessary because of the complexity and variability of sample matrices. Groundwater samples which have been prefiltered and acidified will not need acid digestion. However, all associated QC samples (i.e., method blank, LCS and MS/MSD) must undergo the same filtration and acidification procedures. Samples which are not digested must either use an internal standard or be matrix-matched with the standards. Solubilization and digestion procedures are presented in Chapter Three, Inorganic Analytes. ~r~n~r~nProfile and calibrate the instrument according to the instrument manufacturer's recommended procedures, using the typical mixed calibration standard solutions described in Sec. 7.4 of EPA 6010 C. Flush the system with the calibration blank (Sec. 7.5.1) between each standard or as the manufacturer recommends. (Use the average intensity of multiple exposures for both standardization and sample analysis to reduce random error.) The calibration curve must be prepared as detailed in Sec. 10.4.2. ~r~n~r~nWhen the initial calibration is performed using a single high standard and the calibration blank, the laboratory must analyze an LLCCV (Sec. 10.4.5). For all analytes and determinations, the laboratory must analyze an ICV (Sec. 7.6) immediately following daily calibration. A CCV (Secs. 7.7 and 10.4.4) and a CCB (Secs. 7.5.1 and 10.4.4) must be analyzed after every ten samples and at the end of the analysis batch. ~r~n~r~nRinse the system with the calibration blank solution (Sec. 7.5.1) before the analysis of each sample. The rinse time will be one minute. Each laboratory may establish a reduction in this rinse time through a suitable demonstration. Analyze the samples for Phosphorus at 213.618 nm and record the results.
TP | ICP-MS | mg/l | Total Phosphorus | Inductively-Coupled Plasma Mass Spectrometry | Spectroscopy | SM 3125 B | APHA 2012 | Prepare sample in clean environment and follow manufacturer's standard operating procedure for initialization, mass calibration, gas flow optimization, and other instrument operating conditions. Apply the analytical run sequence.
TP | na-P | mg/l | Total Phosphorus | Perchloric acid digestion | ---
TP | P-COL-BRA | mg/l | Total Phosphorus | Spectrometry with previous digestion | Spectroscopy | 4500 B and C, D or E | APHA 2012 | APHA 2012 SM 4500-P B (digestion) and 4500-P C, D or E (determination)
TP | PO4-COL-AA-Auto-PSF | mg/l | Total Phosphorus | Automated Ascorbic Acid Reduction Method with Preliminary Persulfate Digestion | Colorimetry | SM 4500-P B/F | APHA 2012 | The sample is preserved in the field with 0.2% H2SO4. The shaken sample aliquot is autoclaved with K2S2O8 and H2SO4 for 30 minutes at 121°C. If turbid, the aliquot is filtered through 0.45 µm membrane filter. The sample aliquot is mixed with ammonium molybdate, antimonyl tartrate and ascorbic acid solutions to form a molybdenum blue complex. The resulting blue colour is measured spectrometrically at 880 nm and compared to identically-prepared standard and blank solutions.
TP | PO4-COL-ANS | mg/l | Total Phosphorus | Automated Colourimetry (Aminonaphtholsulphonic Acid) | Colorimetry | ENV 575 | Environment Canada 1995 | A shaken sample is analyzed directly on a colourimetric autoanalyzer with ammonium molybdate and aminonaphtholsulphonic acid (ANSA reagent) after 30 min in an autoclave with H2SO4 and K2S2O8